{"text_format":"1","workbook":"xlsx","n_sheets":9,"sheets":["Mini-Con","Revision","Options","Minicon Selector","DATA","AWEF","Specifications","Condensing Unit Capacity RAW","Pictures"],"not_rendered":{"charts":0,"images":15,"macros":1,"external_links":0,"defined_names":12,"comments":1,"pivot_tables":0},"unopened":[],"bounds":{"document_bytes":16777216,"sheet_cells":100000,"rows_first":2000,"rows_last":500,"rows_between":2000,"halvings":0,"cell_chars":16384,"cell_head_chars":4096},"cells_cut":0,"cells_raw":0,"read":"whole","date_system":"1900"}

{"sheet":"Mini-Con","index":0,"n_rows":211,"n_cols":48,"rows_kept":211,"cut":false,"hidden":false,"merged":[[67,0,67,13],[66,0,66,13],[65,0,65,13],[64,0,64,13],[47,0,47,13],[62,9,62,12],[63,0,63,2],[63,3,63,6],[63,7,63,8],[63,9,63,12],[60,0,60,2],[60,3,60,6],[60,9,60,12],[59,0,59,2],[59,3,59,6],[59,7,59,8],[59,9,59,12],[62,0,62,2],[62,3,62,6],[62,7,62,8],[61,0,61,2],[61,3,61,6],[33,3,33,4],[33,5,33,6],[36,0,36,2],[31,13,32,13],[33,0,33,1],[36,10,36,11],[37,10,37,11],[35,4,35,11],[31,8,31,11],[31,12,32,12],[32,0,32,1],[32,3,32,4],[32,5,32,6],[35,0,35,2],[36,8,36,9],[37,8,37,9],[37,6,37,7],[8,9,8,12],[6,9,6,12],[7,9,7,12],[8,0,8,2],[9,9,9,12],[0,10,0,13],[1,10,1,13],[2,10,2,13],[3,11,3,13],[4,11,4,13],[0,0,4,4],[0,5,0,9],[1,5,1,9],[2,5,2,9],[3,5,3,9],[4,5,4,9],[6,3,6,6],[7,3,7,6],[8,3,8,6],[6,0,6,2],[7,0,7,2],[6,7,6,8],[8,7,8,8],[9,7,9,8],[10,0,10,2],[28,0,28,1],[31,0,31,6],[31,7,32,7],[15,20,15,25],[12,8,12,9],[13,8,13,9],[12,11,12,12],[13,11,13,12],[12,1,12,2],[13,1,13,2],[15,1,15,13],[11,0,11,12],[25,0,25,7],[27,10,27,11],[26,10,26,11],[28,10,28,11],[61,7,61,8],[61,9,61,12],[26,6,26,7],[44,0,44,5],[44,7,44,12],[45,0,45,5],[9,0,9,2],[9,3,9,6],[10,3,10,6],[10,9,10,12],[13,3,13,4],[12,5,12,7],[13,5,13,7],[12,3,12,4],[36,6,36,7],[26,0,26,5],[21,0,21,13],[22,0,22,13],[23,0,23,13],[24,0,24,13],[27,0,27,1],[38,0,38,13],[53,10,53,13],[10,7,10,8],[37,0,37,2],[54,10,54,13],[55,10,55,13],[56,11,56,13],[57,11,57,13],[53,0,57,4],[43,7,43,12],[39,0,39,12],[40,7,40,12],[41,0,41,5],[41,7,41,12],[53,5,53,9],[54,5,54,9],[55,5,55,9],[56,5,56,9],[57,5,57,9],[42,0,42,5],[42,7,42,12],[43,0,43,5],[48,0,50,13],[45,7,45,12]]}
[null,null,null,null,null,"HEAT TRANSFER PRODUCTS GROUP, LLC",null,null,null,null,"SUBMITTAL DATA SHEET"]
[null,null,null,null,null,"3885 Crestwood Parkway / Suite 500",null,null,null,null,"Next-Gen Mini-Con"]
[null,null,null,null,null,"Duluth, GA  30096",null,null,null,null,"Air Cooled Condensing Unit"]
[null,null,null,null,null,"(P) 800-288-9488 / (F) 256-259-7478",null,null,null,null,null,"For Record Only"]
[null,null,null,null,null,"https://www.htpg.com/",null,null,null,null,null,"For Approval",null,null,null,null,null,null,"Base Model"]
[null,null,null,null,null,null,null,null,null,null,null,null,null,null,null,null,null,null,{"$f":"X13&Y13&Z13&AB13","v":{"$error":"#N/A"}},null,null,null,null,null,null,null,null,null,null,null,null,null,null,null,null,null,null,null,null,null,null,{"$f":"IF(AND(D14=\"Hermetic\",OR(Y13=\"055\",Y13=\"080\")),\"\",\"208-230/3/60\")","v":"208-230/3/60"}]
["Job Name:",null,null,null,null,null,null,"Job Location:",null,null,null,null,null,null,null,null,null,null,null,null,null,null,null,null,null,null,null,null,null,null,null,"REFRIG OPTS"]
["Customer Name:",null,null,null,null,null,null,"Order Number:",null,null,null,null,null,null,null,null,null,null,{"$f":"L14","v":0},null,null,"Russell","R",null,null,"Non-Flooded","B","D",null,null,null,{"$f":"IF(AND(D14=\"HERMETIC\",OR(Y13=\"055\",Y13=\"080\")),\"\",\"404A\")","v":"404A"},"404A",44,null,"Scroll","O",null,{"$f":"IF(D14=\"Scroll\",\"Medium\",\"\")","v":""},"M","M",{"$f":"IF(AND(D14=\"Scroll\",OR(F14=\"Extended Medium\",F14=\"Low\"),Y13=\"600\"),\"\",\"208-230/1/60\")","v":"208-230/1/60"},"D"]
["Architect / Engineer:",null,null,null,null,null,null,"Prepared By:",null,null,null,null,null,null,null,null,null,null,null,null,null,"Witt","W",null,null,"Flooded","F",null,null,null,null,{"$f":"IF(OR(AND(X13=\"H\",Z13=\"L\"),AND(Z13=\"E\",X13=\"H\",OR(Y13=\"055\",Y13=\"080\",Y13=\"100\",Y13=\"125\"))),\"\",\"407A\")","v":{"$error":"#N/A"}},"407A","7A",null,"Hermetic","H",null,"Extended Medium","E","EM",{"$f":"IF(AND(D14=\"Hermetic\",OR(Y13=\"055\",Y13=\"080\")),\"\",\"208-230/3/60\")","v":"208-230/3/60"},"E"]
["Unit Model Number:",null,null,{"$f":"IFERROR(V14,\"\")","v":""},null,null,null,"Tagging Info:",null,null,null,null,null,null,null,null,null,null,null,null,null,"Kramer","K",null,null,null,null,null,null,null,null,{"$f":"IF(OR(AND(X13=\"H\",Z13=\"L\"),AND(Z13=\"E\",X13=\"H\",OR(Y13=\"055\",Y13=\"080\",Y13=\"150\",Y13=\"200\",Y13=\"250\",Y13=\"300\",Y13=\"325\"))),\"\",\"407C\")","v":{"$error":"#N/A"}},"407C","7C",null,null,null,null,"Low","L","L",{"$f":"IF(OR(AND(X13=\"H\",Z13=\"E\",Y13<=\"125\"),AND(X13=\"H\",Z13=\"L\",Y13<=\"100\"),AND(X13=\"O\",Z13=\"M\"),AND(X13=\"O\",Z13=\"l\",Y13<=\"160\")),\"\",\"460/3/60\")","v":{"$error":"#N/A"}},"G"]
["Unit Quantity:",null,null,null,null,null,null,"Date:",null,{"$f":"NOW()","v":"2023-09-07T10:46:07.390"},null,null,null,null,null,null,null,null,null,null,null,"Cold Zone","C",null,null,null,null,null,null,null,null,{"$f":"IF(AND(X13=\"H\",Z13=\"L\"),\"\",\"448A\")","v":{"$error":"#N/A"}},"448A/449A",48]
["Select unit attributes from the drop down menus below to build required model number",null,null,null,null,null,null,null,null,null,null,null,null,null,null,null,null,null,null,null,"Brand",null,"Flood/Non","Comp","HP","Temp","Voltage","Refrig.",null,null,null,{"$f":"IF(AND(X13=\"H\",Z13=\"L\"),\"\",\"449A\")","v":{"$error":"#N/A"}},"448A/449A",48]
["Brand","Model Style",null,"Compr.",null,"Temp Range",null,null,"HP",null,"Refr.","Voltage",null,null,null,null,{"$f":"W13&X13&Y13&Z13&AB13&AA13","v":{"$error":"#N/A"}},null,null,null,{"$f":"VLOOKUP(A14,V8:W11,2,FALSE)","v":{"$error":"#N/A"}},"R",{"$f":"IF(B14=\"Flooded\",\"F\",IF(B14=\"Non-Flooded\",\"B\",\"FALSE\"))","v":"FALSE"},{"$f":"IF(D14=\"Scroll\",\"O\",IF(D14=\"Hermetic\",\"H\",\"FALSE\"))","v":"FALSE"},{"$f":"LEFT(I14,3)","v":""},{"$f":"VLOOKUP(F14,AM8:AN10,2,FALSE)","v":{"$error":"#N/A"}},{"$f":"VLOOKUP(L14,AP8:AQ10,2,FALSE)","v":{"$error":"#N/A"}},{"$f":"IF((AND(AF16=\"404A\",D14=\"Hermetic\",F14=\"Low\")),\"44\",\"4S\")","v":{"$error":"#N/A"}},null,null,null,null,null,null,null,null,null,null,null,null,null,null,null,null,null,"for reference only - original"]
[null,null,null,null,null,null,null,null,null,null,null,null,null,null,null,null,null,null,null,null,"Unit #",{"$f":"U13&VLOOKUP(P43,AN15:AO211,2,FALSE)","v":{"$error":"#N/A"}},null,"Look-up ID",null,null,null,null,null,null,null,null,null,null,null,null,null,null,null,"Model","GENERIC MODEL",null,null,null,null,"Model","GENERIC MODEL"]
["**clear all fields when starting over**",null,null,null,null,null,null,null,null,null,null,null,null,null,null,null,null,null,null,null,"Russel #",{"$f":"V13&W13&X13&Y13&Z13&AB13&AA13","v":{"$error":"#N/A"}},null,{"$f":"X13&Y13&Z13&AB13&\"-\"&AH16&\"-\"&AK17&\"-\"","v":{"$error":"#N/A"}},null,{"$f":"VLOOKUP(P43,AN15:AO201,2,FALSE)","v":{"$error":"#N/A"}},null,null,null,null,null,"Data Lookup",null,"Refrigerant Code",null,null,null,null,null,"FO600L4SG","FO600L4SGB","FM4",null,null,null,"FO600L4SG","FO600L4SGA","FM4"]
["Ambient",{"$f":"\"Capacity Data by Outdoor Ambient and Dew Point Saturated Suction Temperatrue (ºF) for \"&K14","v":"Capacity Data by Outdoor Ambient and Dew Point Saturated Suction Temperatrue (ºF) for "},null,null,null,null,null,null,null,null,null,null,null,null,null,null,null,null,null,null,"Capacity Values",null,null,null,null,null,null,null,null,null,null,{"$f":"VLOOKUP(K14,AF8:AG13,2,FALSE)","v":{"$error":"#N/A"}},null,{"$f":"VLOOKUP(K14,AF8:AH13,3,FALSE)","v":{"$error":"#N/A"}},null,null,"Application Code",null,null,"FO600L4SE","FO600L4SEB","FM4",null,null,null,"FO600L4SE","FO600L4SEA","FM4"]
["Temp ºF",{"$f":"IF(F14=\"Low\",0,45)","v":45},{"$f":"IF(F14=\"Low\",-5,40)","v":40},{"$f":"IF(F14=\"Low\",-10,35)","v":35},{"$f":"IF(F14=\"Low\",-15,30)","v":30},{"$f":"IF(F14=\"Low\",-20,25)","v":25},{"$f":"IF(F14=\"Low\",-25,20)","v":20},{"$f":"IF(F14=\"Low\",-30,15)","v":15},{"$f":"IF(F14=\"Low\",-35,10)","v":10},{"$f":"IF(F14=\"Low\",-40,5)","v":5},{"$f":"IF(F14=\"Low\",\"-\",0)","v":0},{"$f":"IF(F14=\"Low\",\"-\",-5)","v":-5},{"$f":"IF(F14=\"Low\",\"-\",-10)","v":-10},{"$f":"IF(F14=\"Low\",\"-\",-20)","v":-20},null,null,null,null,"XX",null,null,1,2,3,4,5,null,null,null,null,null,null,null,null,null,null,{"$f":"VLOOKUP(F14,AM8:AO10,3,FALSE)","v":{"$error":"#N/A"}},null,null,"FO600E4SG","FO600E4SGA","FM4",null,null,null,"FO600E4SG","FO600E4SGA","FM4"]
[90,{"$f":"IFERROR(IF(F14=\"Low\",VLOOKUP(X15&A18,'Condensing Unit Capacity RAW'!I2:BC2815,47,FALSE),(VLOOKUP(X15&A18,'Condensing Unit Capacity RAW'!I2:J2815,2,FALSE))),\"\")","v":""},{"$f":"IFERROR(IF(F14=\"Low\",VLOOKUP(X15&A18,'Condensing Unit Capacity RAW'!I2:BH2815,52,FALSE),(VLOOKUP(X15&A18,'Condensing Unit Capacity RAW'!I2:O2815,7,FALSE))),\"\")","v":""},{"$f":"IFERROR(IF(F14=\"Low\",VLOOKUP(X15&A18,'Condensing Unit Capacity RAW'!I2:BM2815,57,FALSE),(VLOOKUP(X15&A18,'Condensing Unit Capacity RAW'!I2:T2815,12,FALSE))),\"\")","v":""},{"$f":"IFERROR(IF(F14=\"Low\",VLOOKUP(X15&A18,'Condensing Unit Capacity RAW'!I2:BR2815,62,FALSE),(VLOOKUP(X15&A18,'Condensing Unit Capacity RAW'!I2:Y2815,17,FALSE))),\"\")","v":""},{"$f":"IFERROR(IF(F14=\"Low\",VLOOKUP(X15&A18,'Condensing Unit Capacity RAW'!I2:BW2815,67,FALSE),(VLOOKUP(X15&A18,'Condensing Unit Capacity RAW'!I2:AD2815,22,FALSE))),\"\")","v":""},{"$f":"IFERROR(IF(F14=\"Low\",VLOOKUP(X15&A18,'Condensing Unit Capacity RAW'!I2:CB2815,72,FALSE),(VLOOKUP(X15&A18,'Condensing Unit Capacity RAW'!I2:AI2815,27,FALSE))),\"\")","v":""},{"$f":"IFERROR(IF(F14=\"Low\",VLOOKUP(X15&A18,'Condensing Unit Capacity RAW'!I2:CG2815,77,FALSE),(VLOOKUP(X15&A18,'Condensing Unit Capacity RAW'!I2:AN2815,32,FALSE))),\"\")","v":""},{"$f":"IFERROR(IF(F14=\"Low\",VLOOKUP(X15&A18,'Condensing Unit Capacity RAW'!I2:CL2815,82,FALSE),(VLOOKUP(X15&A18,'Condensing Unit Capacity RAW'!I2:AS2815,37,FALSE))),\"\")","v":""},{"$f":"IFERROR(IF(F14=\"Low\",VLOOKUP(X15&A18,'Condensing Unit Capacity RAW'!I2:CQ2815,87,FALSE),(VLOOKUP(X15&A18,'Condensing Unit Capacity RAW'!I2:AX2815,42,FALSE))),\"\")","v":""},{"$f":"IFERROR(IF(F14=\"Low\",\"-\",(VLOOKUP(X15&A18,'Condensing Unit Capacity RAW'!I2:BC2815,47,FALSE))),\"\")","v":""},{"$f":"IFERROR(IF(F14=\"Low\",\"-\",(VLOOKUP(X15&A18,'Condensing Unit Capacity RAW'!I2:BH2815,52,FALSE))),\"\")","v":""},{"$f":"IFERROR(IF(F14=\"Low\",\"-\",(VLOOKUP(X15&A18,'Condensing Unit Capacity RAW'!I2:BM2815,57,FALSE))),\"\")","v":""},{"$f":"IFERROR(IF(F14=\"Low\",\"-\",(VLOOKUP(X15&A18,'Condensing Unit Capacity RAW'!I2:BZ2815,67,FALSE))),\"\")","v":""},null,null,null,null,null,null,null,"ROL","RHL","RHE","ROE","ROM",null,null,null,null,null,null,null,null,null,null,null,null,null,"FO600E4SE","FO600E4SEA","FM4",null,null,null,"FO600E4SE","FO600E4SEA","FM4"]
[95,{"$f":"IFERROR(IF(F14=\"Low\",VLOOKUP(X15&A19,'Condensing Unit Capacity RAW'!I2:BC2815,47,FALSE),(VLOOKUP(X15&A19,'Condensing Unit Capacity RAW'!I2:J2815,2,FALSE))),\"\")","v":""},{"$f":"IFERROR(IF(F14=\"Low\",VLOOKUP(X15&A19,'Condensing Unit Capacity RAW'!I2:BH2815,52,FALSE),(VLOOKUP(X15&A19,'Condensing Unit Capacity RAW'!I2:O2815,7,FALSE))),\"\")","v":""},{"$f":"IFERROR(IF(F14=\"Low\",VLOOKUP(X15&A19,'Condensing Unit Capacity RAW'!I2:BM2815,57,FALSE),(VLOOKUP(X15&A19,'Condensing Unit Capacity RAW'!I2:T2815,12,FALSE))),\"\")","v":""},{"$f":"IFERROR(IF(F14=\"Low\",VLOOKUP(X15&A19,'Condensing Unit Capacity RAW'!I2:BR2815,62,FALSE),(VLOOKUP(X15&A19,'Condensing Unit Capacity RAW'!I2:Y2815,17,FALSE))),\"\")","v":""},{"$f":"IFERROR(IF(F14=\"Low\",VLOOKUP(X15&A19,'Condensing Unit Capacity RAW'!I2:BW2815,67,FALSE),(VLOOKUP(X15&A19,'Condensing Unit Capacity RAW'!I2:AD2815,22,FALSE))),\"\")","v":""},{"$f":"IFERROR(IF(F14=\"Low\",VLOOKUP(X15&A19,'Condensing Unit Capacity RAW'!I2:CB2815,72,FALSE),(VLOOKUP(X15&A19,'Condensing Unit Capacity RAW'!I2:AI2815,27,FALSE))),\"\")","v":""},{"$f":"IFERROR(IF(F14=\"Low\",VLOOKUP(X15&A19,'Condensing Unit Capacity RAW'!I2:CG2815,77,FALSE),(VLOOKUP(X15&A19,'Condensing Unit Capacity RAW'!I2:AN2815,32,FALSE))),\"\")","v":""},{"$f":"IFERROR(IF(F14=\"Low\",VLOOKUP(X15&A19,'Condensing Unit Capacity RAW'!I2:CL2815,82,FALSE),(VLOOKUP(X15&A19,'Condensing Unit Capacity RAW'!I2:AS2815,37,FALSE))),\"\")","v":""},{"$f":"IFERROR(IF(F14=\"Low\",VLOOKUP(X15&A19,'Condensing Unit Capacity RAW'!I2:CQ2815,87,FALSE),(VLOOKUP(X15&A19,'Condensing Unit Capacity RAW'!I2:AX2815,42,FALSE))),\"\")","v":""},{"$f":"IFERROR(IF(F14=\"Low\",\"-\",(VLOOKUP(X15&A19,'Condensing Unit Capacity RAW'!I2:BC2815,47,FALSE))),\"\")","v":""},{"$f":"IFERROR(IF(F14=\"Low\",\"-\",(VLOOKUP(X15&A19,'Condensing Unit Capacity RAW'!I2:BH2815,52,FALSE))),\"\")","v":""},{"$f":"IFERROR(IF(F14=\"Low\",\"-\",(VLOOKUP(X15&A19,'Condensing Unit Capacity RAW'!I2:BM2815,57,FALSE))),\"\")","v":""},{"$f":"IFERROR(IF(F14=\"Low\",\"-\",(VLOOKUP(X15&A19,'Condensing Unit Capacity RAW'!I2:BZ2815,67,FALSE))),\"\")","v":""},null,null,null,1,{"$f":"VLOOKUP(R19,$U$18:$Z$30,$S$38,FALSE)","v":{"$error":"#REF!"}},null,1,"100 - 1HP","100 - 1HP","055 - 1/2hp","130 - 1HP","060 - 1/2HP",null,null,null,null,null,null,null,null,null,null,null,null,null,"FO500L4SG","FO500L4SGB","FM4",null,null,null,"FO500L4SG","FO500L4SGA","FM4"]
[100,{"$f":"IFERROR(IF(F14=\"Low\",VLOOKUP(X15&A20,'Condensing Unit Capacity RAW'!I2:BC2815,47,FALSE),(VLOOKUP(X15&A20,'Condensing Unit Capacity RAW'!I2:J2815,2,FALSE))),\"\")","v":""},{"$f":"IFERROR(IF(F14=\"Low\",VLOOKUP(X15&A20,'Condensing Unit Capacity RAW'!I2:BH2815,52,FALSE),(VLOOKUP(X15&A20,'Condensing Unit Capacity RAW'!I2:O2815,7,FALSE))),\"\")","v":""},{"$f":"IFERROR(IF(F14=\"Low\",VLOOKUP(X15&A20,'Condensing Unit Capacity RAW'!I2:BM2815,57,FALSE),(VLOOKUP(X15&A20,'Condensing Unit Capacity RAW'!I2:T2815,12,FALSE))),\"\")","v":""},{"$f":"IFERROR(IF(F14=\"Low\",VLOOKUP(X15&A20,'Condensing Unit Capacity RAW'!I2:BR2815,62,FALSE),(VLOOKUP(X15&A20,'Condensing Unit Capacity RAW'!I2:Y2815,17,FALSE))),\"\")","v":""},{"$f":"IFERROR(IF(F14=\"Low\",VLOOKUP(X15&A20,'Condensing Unit Capacity RAW'!I2:BW2815,67,FALSE),(VLOOKUP(X15&A20,'Condensing Unit Capacity RAW'!I2:AD2815,22,FALSE))),\"\")","v":""},{"$f":"IFERROR(IF(F14=\"Low\",VLOOKUP(X15&A20,'Condensing Unit Capacity RAW'!I2:CB2815,72,FALSE),(VLOOKUP(X15&A20,'Condensing Unit Capacity RAW'!I2:AI2815,27,FALSE))),\"\")","v":""},{"$f":"IFERROR(IF(F14=\"Low\",VLOOKUP(X15&A20,'Condensing Unit Capacity RAW'!I2:CG2815,77,FALSE),(VLOOKUP(X15&A20,'Condensing Unit Capacity RAW'!I2:AN2815,32,FALSE))),\"\")","v":""},{"$f":"IFERROR(IF(F14=\"Low\",VLOOKUP(X15&A20,'Condensing Unit Capacity RAW'!I2:CL2815,82,FALSE),(VLOOKUP(X15&A20,'Condensing Unit Capacity RAW'!I2:AS2815,37,FALSE))),\"\")","v":""},{"$f":"IFERROR(IF(F14=\"Low\",VLOOKUP(X15&A20,'Condensing Unit Capacity RAW'!I2:CQ2815,87,FALSE),(VLOOKUP(X15&A20,'Condensing Unit Capacity RAW'!I2:AX2815,42,FALSE))),\"\")","v":""},{"$f":"IFERROR(IF(F14=\"Low\",\"-\",(VLOOKUP(X15&A20,'Condensing Unit Capacity RAW'!I2:BC2815,47,FALSE))),\"\")","v":""},{"$f":"IFERROR(IF(F14=\"Low\",\"-\",(VLOOKUP(X15&A20,'Condensing Unit Capacity RAW'!I2:BH2815,52,FALSE))),\"\")","v":""},{"$f":"IFERROR(IF(F14=\"Low\",\"-\",(VLOOKUP(X15&A20,'Condensing Unit Capacity RAW'!I2:BM2815,57,FALSE))),\"\")","v":""},{"$f":"IFERROR(IF(F14=\"Low\",\"-\",(VLOOKUP(X15&A20,'Condensing Unit Capacity RAW'!I2:BZ2815,67,FALSE))),\"\")","v":""},"Frame Size",null,null,2,{"$error":"#REF!"},null,2,"130 -1-1/3HP","150 - 1-1/2HP","080 - 3/4hp","150 - 1-1/4HP","080 - 3/4 HP",null,null,null,null,null,null,null,null,null,null,null,null,null,"FO500L4SE","FO500L4SEB","FM4",null,null,null,"FO500L4SE","FO500L4SEA","FM4"]
[110,{"$f":"IFERROR(IF(F14=\"Low\",VLOOKUP(X15&A21,'Condensing Unit Capacity RAW'!I2:BC2815,47,FALSE),(VLOOKUP(X15&A21,'Condensing Unit Capacity RAW'!I2:J2815,2,FALSE))),\"\")","v":""},{"$f":"IFERROR(IF(F14=\"Low\",VLOOKUP(X15&A21,'Condensing Unit Capacity RAW'!I2:BH2815,52,FALSE),(VLOOKUP(X15&A21,'Condensing Unit Capacity RAW'!I2:O2815,7,FALSE))),\"\")","v":""},{"$f":"IFERROR(IF(F14=\"Low\",VLOOKUP(X15&A21,'Condensing Unit Capacity RAW'!I2:BM2815,57,FALSE),(VLOOKUP(X15&A21,'Condensing Unit Capacity RAW'!I2:T2815,12,FALSE))),\"\")","v":""},{"$f":"IFERROR(IF(F14=\"Low\",VLOOKUP(X15&A21,'Condensing Unit Capacity RAW'!I2:BR2815,62,FALSE),(VLOOKUP(X15&A21,'Condensing Unit Capacity RAW'!I2:Y2815,17,FALSE))),\"\")","v":""},{"$f":"IFERROR(IF(F14=\"Low\",VLOOKUP(X15&A21,'Condensing Unit Capacity RAW'!I2:BW2815,67,FALSE),(VLOOKUP(X15&A21,'Condensing Unit Capacity RAW'!I2:AD2815,22,FALSE))),\"\")","v":""},{"$f":"IFERROR(IF(F14=\"Low\",VLOOKUP(X15&A21,'Condensing Unit Capacity RAW'!I2:CB2815,72,FALSE),(VLOOKUP(X15&A21,'Condensing Unit Capacity RAW'!I2:AI2815,27,FALSE))),\"\")","v":""},{"$f":"IFERROR(IF(F14=\"Low\",VLOOKUP(X15&A21,'Condensing Unit Capacity RAW'!I2:CG2815,77,FALSE),(VLOOKUP(X15&A21,'Condensing Unit Capacity RAW'!I2:AN2815,32,FALSE))),\"\")","v":""},{"$f":"IFERROR(IF(F14=\"Low\",VLOOKUP(X15&A21,'Condensing Unit Capacity RAW'!I2:CL2815,82,FALSE),(VLOOKUP(X15&A21,'Condensing Unit Capacity RAW'!I2:AS2815,37,FALSE))),\"\")","v":""},{"$f":"IFERROR(IF(F14=\"Low\",VLOOKUP(X15&A21,'Condensing Unit Capacity RAW'!I2:CQ2815,87,FALSE),(VLOOKUP(X15&A21,'Condensing Unit Capacity RAW'!I2:AX2815,42,FALSE))),\"\")","v":""},{"$f":"IFERROR(IF(F14=\"Low\",\"-\",(VLOOKUP(X15&A21,'Condensing Unit Capacity RAW'!I2:BC2815,47,FALSE))),\"\")","v":""},{"$f":"IFERROR(IF(F14=\"Low\",\"-\",(VLOOKUP(X15&A21,'Condensing Unit Capacity RAW'!I2:BH2815,52,FALSE))),\"\")","v":""},{"$f":"IFERROR(IF(F14=\"Low\",\"-\",(VLOOKUP(X15&A21,'Condensing Unit Capacity RAW'!I2:BM2815,57,FALSE))),\"\")","v":""},{"$f":"IFERROR(IF(F14=\"Low\",\"-\",(VLOOKUP(X15&A21,'Condensing Unit Capacity RAW'!I2:BZ2815,57,FALSE))),\"\")","v":""},{"$f":"VLOOKUP(W13&X13&Y13&Z13&AB13&AA13,DATA!B2:F192,5,FALSE)","v":{"$error":"#N/A"}},null,null,3,{"$error":"#REF!"},null,3,"160 - 1-1/2HP","200 - 2HP","100 - 1HP","180 - 1-1/2","100 - 1HP",null,null,null,null,null,null,null,null,null,null,null,null,null,"FO500L4SD","FO500L4SDB","FM4",null,null,null,"FO500L4SD","FO500L4SDA","FM4"]
["Notes:",null,null,null,null,null,null,null,null,null,null,null,null,null,null,null,null,4,{"$error":"#REF!"},null,4,"230 - 2-1/3HP","300 - 3HP","125 - 1-1/4HP","200 - 2HP",null,null,null,null,null,null,null,null,null,null,null,null,null,null,"FO500E4SG","FO500E4SGA","FM4",null,null,null,"FO500E4SG","FO500E4SGA","FM4"]
["All capacities are calculated at 65ºF return gas temperature and dew point values.",null,null,null,null,null,null,null,null,null,null,null,null,null,null,null,null,5,{"$error":"#REF!"},null,5,"250 - 2-1/2HP",null,"150 - 1-1/2HP","250 - 2-1/2HP",null,null,null,null,null,null,null,null,null,null,null,null,null,null,"FO500E4SE","FO500E4SEA","FM4",null,null,null,"FO500E4SE","FO500E4SEA","FM4"]
[null,null,null,null,null,null,null,null,null,null,null,null,null,null,null,null,null,6,{"$error":"#REF!"},null,6,"300 - 3HP",null,"200 - 2HP","280 - 2-3/4HP",null,null,null,null,null,null,null,null,null,null,null,null,null,null,"FO500E4SD","FO500E4SDA","FM4",null,null,null,"FO500E4SD","FO500E4SDA","FM4"]
[null,null,null,null,null,null,null,null,null,null,null,null,null,null,null,null,null,7,{"$error":"#REF!"},null,7,"350 - 3-1/2HP",null,"250 - 2-1/2HP","300 - 3HP",null,null,null,null,null,null,null,null,null,null,null,null,null,null,"FO450E4SG","FO450E4SGA","FM4",null,null,null,"FO450E4SG","FO450E4SGA","FM4"]
[{"$f":"\"Electrical Data for \"&D10&\" (\"&L14&\")\"","v":"Electrical Data for  ()"},null,null,null,null,null,null,null,null,null,null,null,null,null,null,null,null,8,{"$error":"#REF!"},null,8,"400 - 4HP",null,"300 - 3HP","350 - 3-1/2HP",null,null,null,null,null,null,null,null,null,null,null,null,null,null,"FO450E4SE","FO450E4SEA","FM4",null,null,null,"FO450E4SE","FO450E4SEA","FM4"]
["Compressor Data",null,null,null,null,null,"Condenser Fan Data",null,null,null,"SOUND DATA",null,null,null,null,null,null,9,{"$error":"#REF!"},null,9,"500 - 5HP",null,"325 - 3HP","400 - 4HP",null,null,null,null,null,null,null,null,null,null,null,null,null,null,"FO450E4SD","FO450E4SDA","FM4",null,null,null,"FO450E4SD","FO450E4SDA","FM4"]
["Model",null,"Qnty","HP","RLA","LRA","FLA","Qty.",null,null,"dBA @ 10'",null,null,null,null,null,null,10,{"$error":"#REF!"},null,10,"600 - 6HP",null,null,"450 - 4-1/2HP",null,null,null,null,null,null,null,null,null,null,null,null,null,null,"FO400L4SG","FO400L4SGB","FM4",null,null,null,"FO400L4SG","FO400L4SGA","FM4"]
[{"$f":"IFERROR(V14,\"\")","v":""},null,1,{"$f":"IFERROR(VLOOKUP(P43,DATA!B1:Q192,11,FALSE),\"\")","v":""},{"$f":"IFERROR(VLOOKUP(P43,DATA!B1:Q192,12,FALSE),\"\")","v":""},{"$f":"IFERROR(VLOOKUP(P43,DATA!B1:AZ104,13,FALSE),\"\")","v":""},{"$f":"IFERROR(VLOOKUP(P43,DATA!B2:P192,15,FALSE),\"\")","v":""},{"$f":"IFERROR(VLOOKUP(P43,DATA!B2:Q192,14,FALSE),\"\")","v":""},null,null,{"$f":"IFERROR(VLOOKUP(V13&\"*\"&X13&Y13&Z13&AB13&\"**\",Specifications!A8:T49,20,FALSE),\"\")","v":""},null,null,null,null,null,null,11,{"$error":"#REF!"},null,11,null,null,null,"500 - 5HP",null,null,null,null,null,null,null,null,null,null,null,null,null,null,"FO400L4SE","FO400L4SEB","FM4",null,null,null,"FO400L4SE","FO400L4SEA","FM4"]
[null,null,null,null,null,null,null,null,null,null,null,null,null,null,null,null,null,12,{"$error":"#REF!"},null,12,null,null,null,"600 - 6HP",null,null,null,null,null,null,null,null,null,null,null,null,null,null,"FO400L4SD","FO400L4SDB","FM4",null,null,null,"FO400L4SD","FO400L4SDA","FM4"]
[null,null,null,null,null,null,null,null,null,null,null,null,null,null,null,null,null,null,null,null,null,null,null,null,null,null,null,null,null,null,null,null,null,null,null,null,null,null,null,"FO400E4SG","FO400E4SGA","FM4",null,null,null,"FO400E4SG","FO400E4SGA","FM4"]
["Compressor & Cond. Data",null,null,null,null,null,null,"Receiver @ 90%","Approximate Dimensions & Weight",null,null,null,null,"AWEF",null,null,null,"ScrollLow",2,null,null,null,null,null,null,null,null,null,null,null,null,null,null,null,null,null,null,null,null,"FO400E4SE","FO400E4SEA","FM4",null,null,null,"FO400E4SE","FO400E4SEA","FM4"]
["Model",null,"Comp.","Liquid Connection",null,"Suction Connection",null,null,"Length","Width","Height","Weight",null,null,null,null,null,"ScrollExtended Medium",5,null,null,null,null,null,null,null,null,null,null,null,null,null,null,null,null,null,null,null,null,"FO400E4SD","FO400E4SDA","FM4",null,null,null,"FO400E4SD","FO400E4SDA","FM4"]
[{"$f":"IFERROR(V14,\"\")","v":""},null,{"$f":"IFERROR(VLOOKUP(P43,DATA!B2:J192,9,FALSE),\"\")","v":""},{"$f":"IFERROR(VLOOKUP(P43,DATA!B2:S192,17,FALSE),\"\")","v":""},null,{"$f":"IFERROR(VLOOKUP(P43,DATA!B2:S192,18,FALSE),\"\")","v":""},null,{"$f":"IFERROR(IF(OR('Mini-Con'!A42=\"OVER-SIZED RECEIVER\",'Mini-Con'!A43=\"OVER-SIZED RECEIVER\",'Mini-Con'!A44=\"OVER-SIZED RECEIVER\",'Mini-Con'!A45=\"OVER-SIZED RECEIVER\",'Mini-Con'!A46=\"OVER-SIZED RECEIVER\"),VLOOKUP(V13&\"*\"&X13&Y13&Z13&AB13&\"**\",Specifications!A8:M49,IF(K14=\"404A\",10,IF(K14=\"407A\",11,IF(K14=\"407C\",12,13))),FALSE),VLOOKUP(V13&\"*\"&X13&Y13&Z13&AB13&\"**\",Specifications!A8:I49,IF(K14=\"404A\",6,IF(K14=\"407A\",7,IF(K14=\"407C\",8,9))),FALSE)),\"\")","v":""},{"$f":"IFERROR(VLOOKUP(V13&\"*\"&X13&Y13&Z13&AB13&\"**\",Specifications!A8:R49,16,FALSE),\"\")","v":""},{"$f":"IFERROR(VLOOKUP(V13&\"*\"&X13&Y13&Z13&AB13&\"**\",Specifications!A8:R49,17,FALSE),\"\")","v":""},{"$f":"IFERROR(VLOOKUP(V13&\"*\"&X13&Y13&Z13&AB13&\"**\",Specifications!A8:R49,18,FALSE),\"\")","v":""},{"$f":"IFERROR(VLOOKUP(W13&X13&Y13&Z13&AB13&AA13,DATA!B2:T192,19,FALSE),\"\")","v":""},null,{"$f":"IFERROR(VLOOKUP(V13&\"*\"&X13&Y13&Z13&AB13&\"**\",AWEF!J6:O42,IF(K14=\"404A\",2,IF(K14=\"407A\",3,IF(K14=\"407C\",4,IF(K14=\"448A\",5,6)))),FALSE),\"\")","v":""},{"$f":"V13&\"*\"&X13&Y13&Z13&AB13&\"**\"","v":{"$error":"#N/A"}},null,null,"ScrollMedium",6,null,null,null,null,null,null,null,null,null,null,null,null,null,null,null,null,null,null,null,null,"FO350L4SG","FO350L4SGA","FM3",null,null,null,"FO350L4SG","FO350L4SGA","FM3"]
[null,null,null,null,null,null,null,null,null,null,null,null,null,null,{"$f":"IFERROR(VLOOKUP(O34,AWEF!J6:O43,IF(K14=\"404A\",2,IF(K14=\"407A\",3,IF(K14=\"407C\",4,IF(K14=\"448A\",5,6)))),FALSE),\"\")","v":""},null,null,"HermeticLow",3,null,null,null,null,null,null,null,null,null,null,null,null,null,null,null,null,null,null,null,null,"FO350L4SE","FO350L4SEA","FM3",null,null,null,"FO350L4SE","FO350L4SEA","FM3"]
["Defrost Type - Input",null,null,null,{"$f":"IF(A38=\"\",\"Electrical Data - PLEASE MAKE A DEFROST TYPE SELECTION\",\"Electrical Data - \"&A38)","v":"Electrical Data - PLEASE MAKE A DEFROST TYPE SELECTION"},null,null,null,null,null,null,null,null,null,{"$f":"VLOOKUP(O34,AWEF!J6:O43,2,FALSE)","v":{"$error":"#N/A"}},null,null,"HermeticExtended Medium",4,null,null,null,null,null,null,null,null,null,null,null,null,null,null,null,null,null,null,null,null,"FO350L4SD","FO350L4SDA","FM3",null,null,null,"FO350L4SD","FO350L4SDA","FM3"]
["Defrost Option",null,null,null,"MCA","MOPD","MAX DEFROST AMPS† ",null,"MAX EVAP FAN AMPS † ",null,"STANDARD ED KIT",null,null,null,null,null,null,null,null,null,null,null,null,null,null,null,null,null,null,null,null,null,null,null,null,null,null,null,null,"FO350E4SG","FO350E4SGA","FM4",null,null,null,"FO350E4SG","FO350E4SGA","FM4"]
[null,null,null,null,{"$f":"IFERROR('Mini-Con'!P51,\"\")","v":""},{"$f":"IFERROR('Mini-Con'!Q51,\"\")","v":""},{"$f":"IF('Mini-Con'!A38=\"\",\"\",IF(OR('Mini-Con'!A38=\"No Defrost Provisions\",'Mini-Con'!A38=\"Air Defrost Timer\",'Mini-Con'!A38=\"EcoNet\"),\"-\",IF('Mini-Con'!A38=\"Standard Defrost Kit\",VLOOKUP(P43,DATA!B2:AH192,28,FALSE))))","v":""},null,{"$f":"IF('Mini-Con'!A38=\"\",\"\",IF(OR('Mini-Con'!A38=\"No Defrost Provisions\",'Mini-Con'!A38=\"Air Defrost Timer\",'Mini-Con'!A38=\"EcoNet\"),\"-\",IF('Mini-Con'!A38=\"Standard Defrost Kit\",VLOOKUP(P43,DATA!B2:AH192,27,FALSE))))","v":""},null,{"$f":"IF('Mini-Con'!A38=\"\",\"\",IF(OR('Mini-Con'!A38=\"No Defrost Provisions\",'Mini-Con'!A38=\"Air Defrost Timer\",'Mini-Con'!A38=\"EcoNet\"),\"-\",IF('Mini-Con'!A38=\"Standard Defrost Kit\",VLOOKUP(P43,DATA!B2:AH192,33,FALSE))))","v":""},null,null,null,null,null,null,null,{"$f":"VLOOKUP(D14&F14,R32:S36,2,FALSE)","v":{"$error":"#N/A"}},null,null,null,null,null,null,null,null,null,null,null,null,null,null,null,null,null,null,null,null,"FO350E4SE","FO350E4SEA","FM4",null,null,null,"FO350E4SE","FO350E4SEA","FM4"]
["† Note: Maximum Evap. fan amps and maximum defrost amps are shown to provide ratings when electric defrost is required and is an optional feature. Maximum Amp value used to determine MOPD. Exceeding these values invalidates the listed MOPD and requires a revised calculation. Contact Application Engineering when amp draw requirements deviate from the chart values.",null,null,null,null,null,null,null,null,null,null,null,null,null,null,null,null,null,null,null,null,null,null,null,null,null,null,null,null,null,null,null,null,null,null,null,null,null,null,"FO350E4SD","FO350E4SDA","FM4",null,null,null,"FO350E4SD","FO350E4SDA","FM4"]
["Options (Select catalog options from drop down menu.)",null,null,null,null,null,null,null,null,null,null,null,null,null,null,null,{"$f":"VLOOKUP(V13&\"*\"&X13&Y13&Z13&AB13&\"**\",AWEF!J6:O43,2)","v":{"$error":"#N/A"}},null,null,null,null,null,null,null,null,null,null,null,null,null,null,null,null,null,null,null,null,null,null,"FO300L4SG","FO300L4SGA","FM3",null,null,null,"FO300L4SG","FO300L4SGA","FM3"]
["Refrigeration/Mechanical Options",null,null,null,null,null,null,"Refrigeration/Mechanical Options",null,null,null,null,null,null,null,null,null,null,null,null,null,null,null,null,null,null,null,null,null,null,null,null,null,null,null,null,null,null,null,"FO300L4SE","FO300L4SEA","FM3",null,null,null,"FO300L4SE","FO300L4SEA","FM3"]
[null,null,null,null,null,null,null,null,null,null,null,null,null,null,null,null,null,null,null,null,null,null,null,null,null,null,null,null,null,null,null,null,null,null,null,null,null,null,null,"FO300L4SD","FO300L4SDA","FM3",null,null,null,"FO300L4SD","FO300L4SDA","FM3"]
[null,null,null,null,null,null,null,null,null,null,null,null,null,null,null,{"$f":"W13&X13&Y13&Z13&AB13&AA13","v":{"$error":"#N/A"}},null,null,null,null,null,null,null,null,null,null,null,null,null,null,null,null,null,null,null,null,null,null,null,"FO300E4SG","FO300E4SGA","FM4",null,null,null,"FO300E4SG","FO300E4SGA","FM4"]
[null,null,null,null,null,null,null,null,null,null,null,null,null,null,null,{"$f":"W13&X13&Y13&Z13&AB13&AA13","v":{"$error":"#N/A"}},null,null,null,null,null,null,null,null,null,null,null,null,null,null,null,null,null,null,null,null,null,null,null,"FO300E4SE","FO300E4SEA","FM4",null,null,null,"FO300E4SE","FO300E4SEA","FM4"]
[null,null,null,null,null,null,null,null,null,null,null,null,null,null,null,null,null,"SELECT DEFROST KIT",null,null,null,null,null,null,null,null,null,null,null,null,null,null,null,null,null,null,null,null,null,"FO300E4SD","FO300E4SDA","FM4",null,null,null,"FO300E4SD","FO300E4SDA","FM4"]
[null,null,null,null,null,null,null,null,null,null,null,null,null,null,null,null,null,"No Defrost Provisions",null,null,null,null,null,null,null,null,null,null,null,null,null,null,null,null,null,null,null,null,null,"FO280E4SG","FO280E4SGA",null,null,null,null,"FO250L4SG","FO250L4SGA","FM3"]
[null,null,null,null,null,null,null,null,null,null,null,null,null,null,null,null,null,{"$f":"IF(F14=\"Low\",\"\",\"Air Defrost Timer\")","v":"Air Defrost Timer"},null,null,null,null,null,null,null,null,null,null,null,null,null,null,null,null,null,null,null,null,null,"FO280E4SE","FO280E4SEA",null,null,null,null,"FO250L4SE","FO250L4SEA","FM3"]
["Additional Requirements",null,null,null,null,null,null,null,null,null,null,null,null,null,null,null,null,"Standard Defrost Kit",null,null,null,null,null,null,null,null,null,null,null,null,null,null,null,null,null,null,null,null,null,"FO280E4SD","FO280E4SDA",null,null,null,null,"FO250L4SD","FO250L4SDA","FM3"]
[null,null,null,null,null,null,null,null,null,null,null,null,null,null,null,null,null,"EcoNet",null,null,null,null,null,null,null,null,null,null,null,null,null,null,null,null,null,null,null,null,null,"FO250L4SG","FO250L4SGA","FM3",null,null,null,"FO250E4SG","FO250E4SGA","FM3"]
[null,null,null,null,null,null,null,null,null,null,null,null,null,null,null,"MCA","MOPD",null,null,null,null,null,null,null,null,null,null,null,null,null,null,null,null,null,null,null,null,null,null,"FO250L4SE","FO250L4SEA","FM3",null,null,null,"FO250E4SE","FO250E4SEA","FM3"]
[null,null,null,null,null,null,null,null,null,null,null,null,null,null,null,{"$f":"IF('Mini-Con'!A38=\"\",\"\",IF(OR('Mini-Con'!A38=\"No Defrost Provisions\",'Mini-Con'!A38=\"Air Defrost Timer\",'Mini-Con'!A38=\"EcoNet\"),VLOOKUP(Options!O5,DATA!B2:AD192,29,FALSE),IF('Mini-Con'!A38=\"Standard Defrost Kit\",VLOOKUP(Options!O5,DATA!B2:AF192,31,FALSE),'Minicon Selector'!D22)))","v":""},{"$f":"IF('Mini-Con'!A38=\"\",\"\",IF(OR('Mini-Con'!A38=\"No Defrost Provisions\",'Mini-Con'!A38=\"Air Defrost Timer\",'Mini-Con'!A38=\"EcoNet\"),VLOOKUP(Options!O5,DATA!B2:AE192,30,FALSE),IF('Mini-Con'!A38=\"Standard Defrost Kit\",VLOOKUP(Options!O5,DATA!B2:AG192,32,FALSE),'Minicon Selector'!E22)))","v":""},null,null,null,null,null,null,null,null,null,null,null,null,null,null,null,null,null,null,null,null,null,null,"FO250L4SD","FO250L4SDA","FM3",null,null,null,"FO250E4SD","FO250E4SDA","FM3"]
[null,null,null,null,null,null,null,null,null,null,null,null,null,null,null,null,null,null,null,null,null,null,null,null,null,null,null,null,null,null,null,null,null,null,null,null,null,null,null,"FO250E4SG","FO250E4SGA","FM3",null,null,null,"FO230L4SD","FO230L4SDA","FM2"]
[null,null,null,null,null,null,null,null,null,null,null,null,null,null,null,null,null,null,null,null,null,null,null,null,null,null,null,null,null,null,null,null,null,null,null,null,null,null,null,"FO250E4SE","FO250E4SEA","FM3"]
[null,null,null,null,null,null,null,null,null,null,"SUBMITTAL DATA SHEET",null,null,null,null,null,null,null,null,null,null,null,null,null,null,null,null,null,null,null,null,null,null,null,null,null,null,null,null,"FO250E4SD","FO250E4SDA","FM3",null,null,null,"FO200E4SG","FO200E4SGA","FM3"]
[null,null,null,null,null,null,null,null,null,null,null,null,null,null,null,null,null,null,null,null,null,null,null,null,null,null,null,null,null,null,null,null,null,null,null,null,null,null,null,"FO230L4SD","FO230L4SDA","FM2",null,null,null,"FO200E4SE","FO200E4SEA","FM3"]
[null,null,null,null,null,null,null,null,null,null,null,null,null,null,null,null,null,null,null,null,null,null,null,null,null,null,null,null,null,null,null,null,null,null,null,null,null,null,null,"FO230L4SE","FO230L4SEA","FM2",null,null,null,"FO200E4SD","FO200E4SDA","FM3"]
[null,null,null,null,null,null,null,null,null,null,null,"For Record Only",null,null,null,null,null,null,null,null,null,null,null,null,null,null,null,null,null,null,null,null,null,null,null,null,null,null,null,"FO230L4SG","FO230L4SGA","FM2",null,null,null,"FO180E4SG","FO180E4SGA","FM2"]
[null,null,null,null,null,null,null,null,null,null,null,"For Approval",null,null,null,null,null,null,null,null,null,null,null,null,null,null,null,null,null,null,null,null,null,null,null,null,null,null,null,"FO200E4SG","FO200E4SGA","FM3",null,null,null,"FO180E4SE","FO180E4SEA","FM2"]
[null,null,null,null,null,null,null,null,null,null,null,null,null,null,null,null,null,null,null,null,null,null,null,null,null,null,null,null,null,null,null,null,null,null,null,null,null,null,null,"FO200E4SE","FO200E4SEA","FM3",null,null,null,"FO180E4SD","FO180E4SDA","FM2"]
["Job Name:",null,null,{"$f":"IF(D7=\"\",\"\",D7)","v":""},null,null,null,"Job Location:",null,{"$f":"IF(J7=\"\",\"\",J7)","v":""},null,null,null,null,null,null,null,null,null,null,null,null,null,null,null,null,null,null,null,null,null,null,null,null,null,null,null,null,null,"FO200E4SD","FO200E4SDA","FM3",null,null,null,"FO160L4SE","FO160L4SEA","FM1"]
["Customer Name:",null,null,{"$f":"IF(D8=\"\",\"\",D8)","v":""},null,null,null,"Order Number:",null,{"$f":"IF(J8=\"\",\"\",J8)","v":""},null,null,null,null,null,null,null,null,null,null,null,null,null,null,null,null,null,null,null,null,null,null,null,null,null,null,null,null,null,"FO180E4SG","FO180E4SGA","FM2",null,null,null,"FO160L4SD","FO160L4SDA","FM1"]
["Architect / Engineer:",null,null,{"$f":"IF(D9=\"\",\"\",D9)","v":""},null,null,null,"Prepared By:",null,{"$f":"IF(J9=\"\",\"\",J9)","v":""},null,null,null,null,null,null,null,null,null,null,null,null,null,null,null,null,null,null,null,null,null,null,null,null,null,null,null,null,null,"FO180E4SE","FO180E4SEA","FM2",null,null,null,"FO150E4SG","FO150E4SGA","FM2"]
["Unit Model Number:",null,null,{"$f":"'Mini-Con'!D10:G10","v":""},null,null,null,"Tagging Info:",null,{"$f":"IF(J10=\"\",\"\",J10)","v":""},null,null,null,null,null,null,null,null,null,null,null,null,null,null,null,null,null,null,null,null,null,null,null,null,null,null,null,null,null,"FO180E4SD","FO180E4SDA","FM2",null,null,null,"FO150E4SE","FO150E4SEA","FM2"]
["Unit Quantity:",null,null,{"$f":"IF(D11=\"\",\"\",D11)","v":""},null,null,null,"Date:",null,{"$f":"NOW()","v":"2023-09-07T10:46:07.390"},null,null,null,null,null,null,null,null,null,null,null,null,null,null,null,null,null,null,null,null,null,null,null,null,null,null,null,null,null,"FO160L4SE","FO160L4SEA","FM1",null,null,null,"FO150E4SD","FO150E4SDA","FM2"]
["Notes",null,null,null,null,null,null,null,null,null,null,null,null,null,null,null,null,null,null,null,null,null,null,null,null,null,null,null,null,null,null,null,null,null,null,null,null,null,null,"FO160L4SD","FO160L4SDA","FM1",null,null,null,"FO130L4SE","FO130L4SEA","FM1"]
[null,null,null,null,null,null,null,null,null,null,null,null,null,null,null,null,null,null,null,null,null,null,null,null,null,null,null,null,null,null,null,null,null,null,null,null,null,null,null,"FO150E4SG","FO150E4SGA","FM2",null,null,null,"FO130L4SD","FO130L4SDA","FM1"]
[null,null,null,null,null,null,null,null,null,null,null,null,null,null,null,null,null,null,null,null,null,null,null,null,null,null,null,null,null,null,null,null,null,null,null,null,null,null,null,"FO150E4SE","FO150E4SEA","FM2",null,null,null,"FO130E4SG","FO130E4SGA","FM1"]
[null,null,null,null,null,null,null,null,null,null,null,null,null,null,null,null,null,null,null,null,null,null,null,null,null,null,null,null,null,null,null,null,null,null,null,null,null,null,null,"FO150E4SD","FO150E4SDA","FM2",null,null,null,"FO130E4SE","FO130E4SEA","FM1"]
[null,null,null,null,null,null,null,null,null,null,null,null,null,null,null,null,null,null,null,null,null,null,null,null,null,null,null,null,null,null,null,null,null,null,null,null,null,null,null,"FO130L4SE","FO130L4SEA","FM1",null,null,null,"FO130E4SD","FO130E4SDA","FM1"]
[null,null,null,null,null,null,null,null,null,null,null,null,null,null,null,null,null,null,null,null,null,null,null,null,null,null,null,null,null,null,null,null,null,null,null,null,null,null,null,"FO130L4SD","FO130L4SDA","FM1",null,null,null,"FO100M4SE","FO100M4SEA","FM1"]
[null,null,null,null,null,null,null,null,null,null,null,null,null,null,null,null,null,null,null,null,null,null,null,null,null,null,null,null,null,null,null,null,null,null,null,null,null,null,null,"FO130E4SG","FO130E4SGA","FM1",null,null,null,"FO100M4SD","FO100M4SDA","FM1"]
[null,null,null,null,null,null,null,null,null,null,null,null,null,null,null,null,null,null,null,null,null,null,null,null,null,null,null,null,null,null,null,null,null,null,null,null,null,null,null,"FO130E4SE","FO130E4SEA","FM1",null,null,null,"FO100L4SE","FO100L4SEA","FM1"]
[null,null,null,null,null,null,null,null,null,null,null,null,null,null,null,null,null,null,null,null,null,null,null,null,null,null,null,null,null,null,null,null,null,null,null,null,null,null,null,"FO130E4SD","FO130E4SDA","FM1",null,null,null,"FO100L4SD","FO100L4SDA","FM1"]
[null,null,null,null,null,null,null,null,null,null,null,null,null,null,null,null,null,null,null,null,null,null,null,null,null,null,null,null,null,null,null,null,null,null,null,null,null,null,null,"FO100M4SE","FO100M4SEA","FM1",null,null,null,"FO080M4SE","FO080M4SEA","FM1"]
[null,null,null,null,null,null,null,null,null,null,null,null,null,null,null,null,null,null,null,null,null,null,null,null,null,null,null,null,null,null,null,null,null,null,null,null,null,null,null,"FO100M4SD","FO100M4SDA","FM1",null,null,null,"FO080M4SD","FO080M4SDA","FM1"]
[null,null,null,null,null,null,null,null,null,null,null,null,null,null,null,null,null,null,null,null,null,null,null,null,null,null,null,null,null,null,null,null,null,null,null,null,null,null,null,"FO100L4SE","FO100L4SEA","FM1",null,null,null,"FO060M4SE","FO060M4SEA","FM1"]
[null,null,null,null,null,null,null,null,null,null,null,null,null,null,null,null,null,null,null,null,null,null,null,null,null,null,null,null,null,null,null,null,null,null,null,null,null,null,null,"FO100L4SD","FO100L4SDA","FM1",null,null,null,"FO060M4SD","FO060M4SDA","FM1"]
[null,null,null,null,null,null,null,null,null,null,null,null,null,null,null,null,null,null,null,null,null,null,null,null,null,null,null,null,null,null,null,null,null,null,null,null,null,null,null,"FO080M4SE","FO080M4SEA","FM1",null,null,null,"FH325E4SG","FH325E4SGA","FM4"]
[null,null,null,null,null,null,null,null,null,null,null,null,null,null,null,null,null,null,null,null,null,null,null,null,null,null,null,null,null,null,null,null,null,null,null,null,null,null,null,"FO080M4SD","FO080M4SDA","FM1",null,null,null,"FH325E4SE","FH325E4SEA","FM4"]
[null,null,null,null,null,null,null,null,null,null,null,null,null,null,null,null,null,null,null,null,null,null,null,null,null,null,null,null,null,null,null,null,null,null,null,null,null,null,null,"FO060M4SE","FO060M4SEA","FM1",null,null,null,"FH325E4SD","FH325E4SDA","FM4"]
[null,null,null,null,null,null,null,null,null,null,null,null,null,null,null,null,null,null,null,null,null,null,null,null,null,null,null,null,null,null,null,null,null,null,null,null,null,null,null,"FO060M4SD","FO060M4SDA","FM1",null,null,null,"FH300L44G","FH300L44GA","FM3"]
[null,null,null,null,null,null,null,null,null,null,null,null,null,null,null,null,null,null,null,null,null,null,null,null,null,null,null,null,null,null,null,null,null,null,null,null,null,null,null,"FH325E4SG","FH325E4SGA","FM4",null,null,null,"FH300L44E","FH300L44EA","FM3"]
[null,null,null,null,null,null,null,null,null,null,null,null,null,null,null,null,null,null,null,null,null,null,null,null,null,null,null,null,null,null,null,null,null,null,null,null,null,null,null,"FH325E4SE","FH325E4SEA","FM4",null,null,null,"FH300L44D","FH300L44DA","FM3"]
[null,null,null,null,null,null,null,null,null,null,null,null,null,null,null,null,null,null,null,null,null,null,null,null,null,null,null,null,null,null,null,null,null,null,null,null,null,null,null,"FH325E4SD","FH325E4SDA","FM4",null,null,null,"FH300E4SG","FH300E4SGA","FM3"]
[null,null,null,null,null,null,null,null,null,null,null,null,null,null,null,null,null,null,null,null,null,null,null,null,null,null,null,null,null,null,null,null,null,null,null,null,null,null,null,"FH300L44G","FH300L44GA","FM3",null,null,null,"FH300E4SE","FH300E4SEA","FM3"]
[null,null,null,null,null,null,null,null,null,null,null,null,null,null,null,null,null,null,null,null,null,null,null,null,null,null,null,null,null,null,null,null,null,null,null,null,null,null,null,"FH300L44E","FH300L44EA","FM3",null,null,null,"FH300E4SD","FH300E4SDA","FM3"]
[null,null,null,null,null,null,null,null,null,null,null,null,null,null,null,null,null,null,null,null,null,null,null,null,null,null,null,null,null,null,null,null,null,null,null,null,null,null,null,"FH300L44D","FH300L44DA","FM3",null,null,null,"FH250E4SG","FH250E4SGA","FM3"]
[null,null,null,null,null,null,null,null,null,null,null,null,null,null,null,null,null,null,null,null,null,null,null,null,null,null,null,null,null,null,null,null,null,null,null,null,null,null,null,"FH300E4SG","FH300E4SGA","FM3",null,null,null,"FH250E4SE","FH250E4SEA","FM3"]
[null,null,null,null,null,null,null,null,null,null,null,null,null,null,null,null,null,null,null,null,null,null,null,null,null,null,null,null,null,null,null,null,null,null,null,null,null,null,null,"FH300E4SE","FH300E4SEA","FM3",null,null,null,"FH250E4SD","FH250E4SDA","FM3"]
[null,null,null,null,null,null,null,null,null,null,null,null,null,null,null,null,null,null,null,null,null,null,null,null,null,null,null,null,null,null,null,null,null,null,null,null,null,null,null,"FH300E4SD","FH300E4SDA","FM3",null,null,null,"FH200L44G","FH200L44GA","FM2"]
[null,null,null,null,null,null,null,null,null,null,null,null,null,null,null,null,null,null,null,null,null,null,null,null,null,null,null,null,null,null,null,null,null,null,null,null,null,null,null,"FH250E4SG","FH250E4SGA","FM3",null,null,null,"FH200L44E","FH200L44EA","FM2"]
[null,null,null,null,null,null,null,null,null,null,null,null,null,null,null,null,null,null,null,null,null,null,null,null,null,null,null,null,null,null,null,null,null,null,null,null,null,null,null,"FH250E4SE","FH250E4SEA","FM3",null,null,null,"FH200L44D","FH200L44DA","FM2"]
[null,null,null,null,null,null,null,null,null,null,null,null,null,null,null,null,null,null,null,null,null,null,null,null,null,null,null,null,null,null,null,null,null,null,null,null,null,null,null,"FH250E4SD","FH250E4SDA","FM3",null,null,null,"FH200E4SE","FH200E4SEA","FM2"]
[null,null,null,null,null,null,null,null,null,null,null,null,null,null,null,null,null,null,null,null,null,null,null,null,null,null,null,null,null,null,null,null,null,null,null,null,null,null,null,"FH200L44G","FH200L44GA","FM2",null,null,null,"FH200E4SD","FH200E4SDA","FM2"]
[null,null,null,null,null,null,null,null,null,null,null,null,null,null,null,null,null,null,null,null,null,null,null,null,null,null,null,null,null,null,null,null,null,null,null,null,null,null,null,"FH200L44E","FH200L44EA","FM2",null,null,null,"FH150L44G","FH150L44GA","FM1"]
[null,null,null,null,null,null,null,null,null,null,null,null,null,null,null,null,null,null,null,null,null,null,null,null,null,null,null,null,null,null,null,null,null,null,null,null,null,null,null,"FH200L44D","FH200L44DA","FM2",null,null,null,"FH150L44E","FH150L44EA","FM1"]
[null,null,null,null,null,null,null,null,null,null,null,null,null,null,null,null,null,null,null,null,null,null,null,null,null,null,null,null,null,null,null,null,null,null,null,null,null,null,null,"FH200E4SE","FH200E4SEA","FM2",null,null,null,"FH150L44D","FH150L44DA","FM1"]
[null,null,null,null,null,null,null,null,null,null,null,null,null,null,null,null,null,null,null,null,null,null,null,null,null,null,null,null,null,null,null,null,null,null,null,null,null,null,null,"FH200E4SD","FH200E4SDA","FM2",null,null,null,"FH150E4SG","FH150E4SGA","FM1"]
[null,null,null,null,null,null,null,null,null,null,null,null,null,null,null,null,null,null,null,null,null,null,null,null,null,null,null,null,null,null,null,null,null,null,null,null,null,null,null,"FH150L44G","FH150L44GA","FM1",null,null,null,"FH150E4SE","FH150E4SEA","FM1"]
[null,null,null,null,null,null,null,null,null,null,null,null,null,null,null,null,null,null,null,null,null,null,null,null,null,null,null,null,null,null,null,null,null,null,null,null,null,null,null,"FH150L44E","FH150L44EA","FM1",null,null,null,"FH150E4SD","FH150E4SDA","FM1"]
[null,null,null,null,null,null,null,null,null,null,null,null,null,null,null,null,null,null,null,null,null,null,null,null,null,null,null,null,null,null,null,null,null,null,null,null,null,null,null,"FH150L44D","FH150L44DA","FM1",null,null,null,"FH125E4SE","FH125E4SEB","FM2"]
[null,null,null,null,null,null,null,null,null,null,null,null,null,null,null,null,null,null,null,null,null,null,null,null,null,null,null,null,null,null,null,null,null,null,null,null,null,null,null,"FH150E4SG","FH150E4SGA","FM1",null,null,null,"FH125E4SD","FH125E4SDB","FM2"]
[null,null,null,null,null,null,null,null,null,null,null,null,null,null,null,null,null,null,null,null,null,null,null,null,null,null,null,null,null,null,null,null,null,null,null,null,null,null,null,"FH150E4SE","FH150E4SEA","FM1",null,null,null,"FH100L44E","FH100L44EA","FM1"]
[null,null,null,null,null,null,null,null,null,null,null,null,null,null,null,null,null,null,null,null,null,null,null,null,null,null,null,null,null,null,null,null,null,null,null,null,null,null,null,"FH150E4SD","FH150E4SDA","FM1",null,null,null,"FH100L44E","FH100L44EA","FM1"]
[null,null,null,null,null,null,null,null,null,null,null,null,null,null,null,null,null,null,null,null,null,null,null,null,null,null,null,null,null,null,null,null,null,null,null,null,null,null,null,"FH125E4SE","FH125E4SEB","FM2",null,null,null,"FH100L44D","FH100L44DA","FM1"]
[null,null,null,null,null,null,null,null,null,null,null,null,null,null,null,null,null,null,null,null,null,null,null,null,null,null,null,null,null,null,null,null,null,null,null,null,null,null,null,"FH125E4SD","FH125E4SDB","FM2",null,null,null,"FH100E4SE","FH100E4SEB","FM1"]
[null,null,null,null,null,null,null,null,null,null,null,null,null,null,null,null,null,null,null,null,null,null,null,null,null,null,null,null,null,null,null,null,null,null,null,null,null,null,null,"FH100L44E","FH100L44EA","FM1",null,null,null,"FH100E4SD","FH100E4SDB","FM1"]
[null,null,null,null,null,null,null,null,null,null,null,null,null,null,null,null,null,null,null,null,null,null,null,null,null,null,null,null,null,null,null,null,null,null,null,null,null,null,null,"FH100L44E","FH100L44EA","FM1",null,null,null,"FH080E4SD","FH080E4SDB","FM1"]
[null,null,null,null,null,null,null,null,null,null,null,null,null,null,null,null,null,null,null,null,null,null,null,null,null,null,null,null,null,null,null,null,null,null,null,null,null,null,null,"FH100L44D","FH100L44DA","FM1",null,null,null,"FH055E4SD","FH055E4SDB","FM1"]
[null,null,null,null,null,null,null,null,null,null,null,null,null,null,null,null,null,null,null,null,null,null,null,null,null,null,null,null,null,null,null,null,null,null,null,null,null,null,null,"FH100E4SE","FH100E4SEB","FM1",null,null,null,"BO600L4SG","BO600L4SGB","FM4"]
[null,null,null,null,null,null,null,null,null,null,null,null,null,null,null,null,null,null,null,null,null,null,null,null,null,null,null,null,null,null,null,null,null,null,null,null,null,null,null,"FH100E4SD","FH100E4SDB","FM1",null,null,null,"BO600L4SE","BO600L4SEB","FM4"]
[null,null,null,null,null,null,null,null,null,null,null,null,null,null,null,null,null,null,null,null,null,null,null,null,null,null,null,null,null,null,null,null,null,null,null,null,null,null,null,"FH080E4SD","FH080E4SDB","FM1",null,null,null,"BO600E4SG","BO600E4SGB","FM4"]
[null,null,null,null,null,null,null,null,null,null,null,null,null,null,null,null,null,null,null,null,null,null,null,null,null,null,null,null,null,null,null,null,null,null,null,null,null,null,null,"FH055E4SD","FH055E4SDB","FM1",null,null,null,"BO600E4SE","BO600E4SEB","FM4"]
[null,null,null,null,null,null,null,null,null,null,null,null,null,null,null,null,null,null,null,null,null,null,null,null,null,null,null,null,null,null,null,null,null,null,null,null,null,null,null,"BO600L4SG","BO600L4SGB","FM4",null,null,null,"BO500L4SG","BO500L4SGB","FM4"]
[null,null,null,null,null,null,null,null,null,null,null,null,null,null,null,null,null,null,null,null,null,null,null,null,null,null,null,null,null,null,null,null,null,null,null,null,null,null,null,"BO600L4SE","BO600L4SEB","FM4",null,null,null,"BO500L4SE","BO500L4SEB","FM4"]
[null,null,null,null,null,null,null,null,null,null,null,null,null,null,null,null,null,null,null,null,null,null,null,null,null,null,null,null,null,null,null,null,null,null,null,null,null,null,null,"BO600E4SG","BO600E4SGB","FM4",null,null,null,"BO500L4SD","BO500L4SDB","FM4"]
[null,null,null,null,null,null,null,null,null,null,null,null,null,null,null,null,null,null,null,null,null,null,null,null,null,null,null,null,null,null,null,null,null,null,null,null,null,null,null,"BO600E4SE","BO600E4SEB","FM4",null,null,null,"BO500E4SG","BO500E4SGB","FM4"]
[null,null,null,null,null,null,null,null,null,null,null,null,null,null,null,null,null,null,null,null,null,null,null,null,null,null,null,null,null,null,null,null,null,null,null,null,null,null,null,"BO500L4SG","BO500L4SGB","FM4",null,null,null,"BO500E4SE","BO500E4SEB","FM4"]
[null,null,null,null,null,null,null,null,null,null,null,null,null,null,null,null,null,null,null,null,null,null,null,null,null,null,null,null,null,null,null,null,null,null,null,null,null,null,null,"BO500L4SE","BO500L4SEB","FM4",null,null,null,"BO500E4SD","BO500E4SDB","FM4"]
[null,null,null,null,null,null,null,null,null,null,null,null,null,null,null,null,null,null,null,null,null,null,null,null,null,null,null,null,null,null,null,null,null,null,null,null,null,null,null,"BO500L4SD","BO500L4SDB","FM4",null,null,null,"BO450E4SG","BO450E4SGB","FM4"]
[null,null,null,null,null,null,null,null,null,null,null,null,null,null,null,null,null,null,null,null,null,null,null,null,null,null,null,null,null,null,null,null,null,null,null,null,null,null,null,"BO500E4SG","BO500E4SGB","FM4",null,null,null,"BO450E4SE","BO450E4SEB","FM4"]
[null,null,null,null,null,null,null,null,null,null,null,null,null,null,null,null,null,null,null,null,null,null,null,null,null,null,null,null,null,null,null,null,null,null,null,null,null,null,null,"BO500E4SE","BO500E4SEB","FM4",null,null,null,"BO450E4SD","BO450E4SDB","FM4"]
[null,null,null,null,null,null,null,null,null,null,null,null,null,null,null,null,null,null,null,null,null,null,null,null,null,null,null,null,null,null,null,null,null,null,null,null,null,null,null,"BO500E4SD","BO500E4SDB","FM4",null,null,null,"BO400L4SG","BO400L4SGB","FM4"]
[null,null,null,null,null,null,null,null,null,null,null,null,null,null,null,null,null,null,null,null,null,null,null,null,null,null,null,null,null,null,null,null,null,null,null,null,null,null,null,"BO450E4SG","BO450E4SGB","FM4",null,null,null,"BO400L4SE","BO400L4SEB","FM4"]
[null,null,null,null,null,null,null,null,null,null,null,null,null,null,null,null,null,null,null,null,null,null,null,null,null,null,null,null,null,null,null,null,null,null,null,null,null,null,null,"BO450E4SE","BO450E4SEB","FM4",null,null,null,"BO400L4SD","BO400L4SDB","FM4"]
[null,null,null,null,null,null,null,null,null,null,null,null,null,null,null,null,null,null,null,null,null,null,null,null,null,null,null,null,null,null,null,null,null,null,null,null,null,null,null,"BO450E4SD","BO450E4SDB","FM4",null,null,null,"BO400E4SG","BO400E4SGB","FM4"]
[null,null,null,null,null,null,null,null,null,null,null,null,null,null,null,null,null,null,null,null,null,null,null,null,null,null,null,null,null,null,null,null,null,null,null,null,null,null,null,"BO400L4SG","BO400L4SGB","FM4",null,null,null,"BO400E4SE","BO400E4SEB","FM4"]
[null,null,null,null,null,null,null,null,null,null,null,null,null,null,null,null,null,null,null,null,null,null,null,null,null,null,null,null,null,null,null,null,null,null,null,null,null,null,null,"BO400L4SE","BO400L4SEB","FM4",null,null,null,"BO400E4SD","BO400E4SDB","FM4"]
[null,null,null,null,null,null,null,null,null,null,null,null,null,null,null,null,null,null,null,null,null,null,null,null,null,null,null,null,null,null,null,null,null,null,null,null,null,null,null,"BO400L4SD","BO400L4SDB","FM4",null,null,null,"BO350L4SG","BO350L4SGA","FM3"]
[null,null,null,null,null,null,null,null,null,null,null,null,null,null,null,null,null,null,null,null,null,null,null,null,null,null,null,null,null,null,null,null,null,null,null,null,null,null,null,"BO400E4SG","BO400E4SGB","FM4",null,null,null,"BO350L4SE","BO350L4SEA","FM3"]
[null,null,null,null,null,null,null,null,null,null,null,null,null,null,null,null,null,null,null,null,null,null,null,null,null,null,null,null,null,null,null,null,null,null,null,null,null,null,null,"BO400E4SE","BO400E4SEB","FM4",null,null,null,"BO350L4SD","BO350L4SDA","FM3"]
[null,null,null,null,null,null,null,null,null,null,null,null,null,null,null,null,null,null,null,null,null,null,null,null,null,null,null,null,null,null,null,null,null,null,null,null,null,null,null,"BO400E4SD","BO400E4SDB","FM4",null,null,null,"BO350E4SG","BO350E4SGB","FM4"]
[null,null,null,null,null,null,null,null,null,null,null,null,null,null,null,null,null,null,null,null,null,null,null,null,null,null,null,null,null,null,null,null,null,null,null,null,null,null,null,"BO350L4SG","BO350L4SGA","FM3",null,null,null,"BO350E4SE","BO350E4SEB","FM4"]
[null,null,null,null,null,null,null,null,null,null,null,null,null,null,null,null,null,null,null,null,null,null,null,null,null,null,null,null,null,null,null,null,null,null,null,null,null,null,null,"BO350L4SE","BO350L4SEA","FM3",null,null,null,"BO350E4SD","BO350E4SDB","FM4"]
[null,null,null,null,null,null,null,null,null,null,null,null,null,null,null,null,null,null,null,null,null,null,null,null,null,null,null,null,null,null,null,null,null,null,null,null,null,null,null,"BO350L4SD","BO350L4SDA","FM3",null,null,null,"BO300L4SG","BO300L4SGA","FM3"]
[null,null,null,null,null,null,null,null,null,null,null,null,null,null,null,null,null,null,null,null,null,null,null,null,null,null,null,null,null,null,null,null,null,null,null,null,null,null,null,"BO350E4SG","BO350E4SGB","FM4",null,null,null,"BO300L4SE","BO300L4SEA","FM3"]
[null,null,null,null,null,null,null,null,null,null,null,null,null,null,null,null,null,null,null,null,null,null,null,null,null,null,null,null,null,null,null,null,null,null,null,null,null,null,null,"BO350E4SE","BO350E4SEB","FM4",null,null,null,"BO300L4SD","BO300L4SDA","FM3"]
[null,null,null,null,null,null,null,null,null,null,null,null,null,null,null,null,null,null,null,null,null,null,null,null,null,null,null,null,null,null,null,null,null,null,null,null,null,null,null,"BO350E4SD","BO350E4SDB","FM4",null,null,null,"BO300E4SG","BO300E4SGB","FM4"]
[null,null,null,null,null,null,null,null,null,null,null,null,null,null,null,null,null,null,null,null,null,null,null,null,null,null,null,null,null,null,null,null,null,null,null,null,null,null,null,"BO300L4SG","BO300L4SGA","FM3",null,null,null,"BO300E4SE","BO300E4SEB","FM4"]
[null,null,null,null,null,null,null,null,null,null,null,null,null,null,null,null,null,null,null,null,null,null,null,null,null,null,null,null,null,null,null,null,null,null,null,null,null,null,null,"BO300L4SE","BO300L4SEA","FM3",null,null,null,"BO300E4SD","BO300E4SDB","FM4"]
[null,null,null,null,null,null,null,null,null,null,null,null,null,null,null,null,null,null,null,null,null,null,null,null,null,null,null,null,null,null,null,null,null,null,null,null,null,null,null,"BO300L4SD","BO300L4SDA","FM3",null,null,null,"BO250L4SG","BO250L4SGA","FM3"]
[null,null,null,null,null,null,null,null,null,null,null,null,null,null,null,null,null,null,null,null,null,null,null,null,null,null,null,null,null,null,null,null,null,null,null,null,null,null,null,"BO300E4SG","BO300E4SGB","FM4",null,null,null,"BO250L4SE","BO250L4SEA","FM3"]
[null,null,null,null,null,null,null,null,null,null,null,null,null,null,null,null,null,null,null,null,null,null,null,null,null,null,null,null,null,null,null,null,null,null,null,null,null,null,null,"BO300E4SE","BO300E4SEB","FM4",null,null,null,"BO250L4SD","BO250L4SDA","FM3"]
[null,null,null,null,null,null,null,null,null,null,null,null,null,null,null,null,null,null,null,null,null,null,null,null,null,null,null,null,null,null,null,null,null,null,null,null,null,null,null,"BO300E4SD","BO300E4SDB","FM4",null,null,null,"BO250E4SG","BO250E4SGA","FM3"]
[null,null,null,null,null,null,null,null,null,null,null,null,null,null,null,null,null,null,null,null,null,null,null,null,null,null,null,null,null,null,null,null,null,null,null,null,null,null,null,"BO280E4SG","BO280E4SGB",null,null,null,null,"BO250E4SE","BO250E4SEA","FM3"]
[null,null,null,null,null,null,null,null,null,null,null,null,null,null,null,null,null,null,null,null,null,null,null,null,null,null,null,null,null,null,null,null,null,null,null,null,null,null,null,"BO280E4SE","BO280E4SEB",null,null,null,null,"BO250E4SD","BO250E4SDA","FM3"]
[null,null,null,null,null,null,null,null,null,null,null,null,null,null,null,null,null,null,null,null,null,null,null,null,null,null,null,null,null,null,null,null,null,null,null,null,null,null,null,"BO280E4SD","BO280E4SDB",null,null,null,null,"BO230L4SE","BO230L4SEA","FM2"]
[null,null,null,null,null,null,null,null,null,null,null,null,null,null,null,null,null,null,null,null,null,null,null,null,null,null,null,null,null,null,null,null,null,null,null,null,null,null,null,"BO250L4SG","BO250L4SGA","FM3",null,null,null,"BO230L4SD","BO230L4SDA","FM2"]
[null,null,null,null,null,null,null,null,null,null,null,null,null,null,null,null,null,null,null,null,null,null,null,null,null,null,null,null,null,null,null,null,null,null,null,null,null,null,null,"BO250L4SE","BO250L4SEA","FM3",null,null,null,"BO200E4SG","BO200E4SGA","FM3"]
[null,null,null,null,null,null,null,null,null,null,null,null,null,null,null,null,null,null,null,null,null,null,null,null,null,null,null,null,null,null,null,null,null,null,null,null,null,null,null,"BO250L4SD","BO250L4SDA","FM3",null,null,null,"BO200E4SE","BO200E4SEA","FM3"]
[null,null,null,null,null,null,null,null,null,null,null,null,null,null,null,null,null,null,null,null,null,null,null,null,null,null,null,null,null,null,null,null,null,null,null,null,null,null,null,"BO250E4SG","BO250E4SGA","FM3",null,null,null,"BO200E4SD","BO200E4SDA","FM3"]
[null,null,null,null,null,null,null,null,null,null,null,null,null,null,null,null,null,null,null,null,null,null,null,null,null,null,null,null,null,null,null,null,null,null,null,null,null,null,null,"BO250E4SE","BO250E4SEA","FM3",null,null,null,"BO180E4SG","BO180E4SGA","FM2"]
[null,null,null,null,null,null,null,null,null,null,null,null,null,null,null,null,null,null,null,null,null,null,null,null,null,null,null,null,null,null,null,null,null,null,null,null,null,null,null,"BO250E4SD","BO250E4SDA","FM3",null,null,null,"BO180E4SE","BO180E4SEA","FM2"]
[null,null,null,null,null,null,null,null,null,null,null,null,null,null,null,null,null,null,null,null,null,null,null,null,null,null,null,null,null,null,null,null,null,null,null,null,null,null,null,"BO230L4SG","BO230L4SGA","FM2",null,null,null,"BO180E4SD","BO180E4SDA","FM2"]
[null,null,null,null,null,null,null,null,null,null,null,null,null,null,null,null,null,null,null,null,null,null,null,null,null,null,null,null,null,null,null,null,null,null,null,null,null,null,null,"BO230L4SE","BO230L4SEA","FM2",null,null,null,"BO160L4SE","BO160L4SEB","FM1"]
[null,null,null,null,null,null,null,null,null,null,null,null,null,null,null,null,null,null,null,null,null,null,null,null,null,null,null,null,null,null,null,null,null,null,null,null,null,null,null,"BO230L4SD","BO230L4SDA","FM2",null,null,null,"BO160L4SD","BO160L4SDB","FM1"]
[null,null,null,null,null,null,null,null,null,null,null,null,null,null,null,null,null,null,null,null,null,null,null,null,null,null,null,null,null,null,null,null,null,null,null,null,null,null,null,"BO200E4SG","BO200E4SGA","FM3",null,null,null,"BO150E4SG","BO150E4SGA","FM2"]
[null,null,null,null,null,null,null,null,null,null,null,null,null,null,null,null,null,null,null,null,null,null,null,null,null,null,null,null,null,null,null,null,null,null,null,null,null,null,null,"BO200E4SE","BO200E4SEA","FM3",null,null,null,"BO150E4SE","BO150E4SEA","FM2"]
[null,null,null,null,null,null,null,null,null,null,null,null,null,null,null,null,null,null,null,null,null,null,null,null,null,null,null,null,null,null,null,null,null,null,null,null,null,null,null,"BO200E4SD","BO200E4SDA","FM3",null,null,null,"BO150E4SD","BO150E4SDA","FM2"]
[null,null,null,null,null,null,null,null,null,null,null,null,null,null,null,null,null,null,null,null,null,null,null,null,null,null,null,null,null,null,null,null,null,null,null,null,null,null,null,"BO180E4SG","BO180E4SGA","FM2",null,null,null,"BO130L4SE","BO130L4SEB","FM1"]
[null,null,null,null,null,null,null,null,null,null,null,null,null,null,null,null,null,null,null,null,null,null,null,null,null,null,null,null,null,null,null,null,null,null,null,null,null,null,null,"BO180E4SE","BO180E4SEA","FM2",null,null,null,"BO130L4SD","BO130L4SDB","FM1"]
[null,null,null,null,null,null,null,null,null,null,null,null,null,null,null,null,null,null,null,null,null,null,null,null,null,null,null,null,null,null,null,null,null,null,null,null,null,null,null,"BO180E4SD","BO180E4SDA","FM2",null,null,null,"BO130E4SG","BO130E4SGB","FM1"]
[null,null,null,null,null,null,null,null,null,null,null,null,null,null,null,null,null,null,null,null,null,null,null,null,null,null,null,null,null,null,null,null,null,null,null,null,null,null,null,"BO160L4SE","BO160L4SEB","FM1",null,null,null,"BO130E4SE","BO130E4SEB","FM1"]
[null,null,null,null,null,null,null,null,null,null,null,null,null,null,null,null,null,null,null,null,null,null,null,null,null,null,null,null,null,null,null,null,null,null,null,"BO130E4SG","BO130E4SGB",null,null,"BO160L4SD","BO160L4SDB","FM1",null,null,null,"BO130E4SD","BO130E4SDB","FM1"]
[null,null,null,null,null,null,null,null,null,null,null,null,null,null,null,null,null,null,null,null,null,null,null,null,null,null,null,null,null,null,null,null,null,null,null,null,null,null,null,"BO150E4SG","BO150E4SGA","FM2",null,null,null,"BO100M4SE","BO100M4SEB","FM1"]
[null,null,null,null,null,null,null,null,null,null,null,null,null,null,null,null,null,null,null,null,null,null,null,null,null,null,null,null,null,null,null,null,null,null,null,null,null,null,null,"BO150E4SE","BO150E4SEA","FM2",null,null,null,"BO100M4SD","BO100M4SDB","FM1"]
[null,null,null,null,null,null,null,null,null,null,null,null,null,null,null,null,null,null,null,null,null,null,null,null,null,null,null,null,null,null,null,null,null,null,null,null,null,null,null,"BO150E4SD","BO150E4SDA","FM2",null,null,null,"BO100L4SE","BO100L4SEB","FM1"]
[null,null,null,null,null,null,null,null,null,null,null,null,null,null,null,null,null,null,null,null,null,null,null,null,null,null,null,null,null,null,null,null,null,null,null,null,null,null,null,"BO130L4SE","BO130L4SEB","FM1",null,null,null,"BO100L4SD","BO100L4SDB","FM1"]
[null,null,null,null,null,null,null,null,null,null,null,null,null,null,null,null,null,null,null,null,null,null,null,null,null,null,null,null,null,null,null,null,null,null,null,null,null,null,null,"BO130L4SD","BO130L4SDB","FM1",null,null,null,"BO080M4SE","BO080M4SEB","FM1"]
[null,null,null,null,null,null,null,null,null,null,null,null,null,null,null,null,null,null,null,null,null,null,null,null,null,null,null,null,null,null,null,null,null,null,null,null,null,null,null,"BO130L4SD","BO130L4SDB","FM1",null,null,null,"BO080M4SD","BO080M4SDB","FM1"]
[null,null,null,null,null,null,null,null,null,null,null,null,null,null,null,null,null,null,null,null,null,null,null,null,null,null,null,null,null,null,null,null,null,null,null,null,null,null,null,"BO130E4SE","BO130E4SEB","FM1",null,null,null,"BO060M4SE","BO060M4SEB","FM1"]
[null,null,null,null,null,null,null,null,null,null,null,null,null,null,null,null,null,null,null,null,null,null,null,null,null,null,null,null,null,null,null,null,null,null,null,null,null,null,null,"BO130E4SD","BO130E4SDB","FM1",null,null,null,"BO060M4SD","BO060M4SDB","FM1"]
[null,null,null,null,null,null,null,null,null,null,null,null,null,null,null,null,null,null,null,null,null,null,null,null,null,null,null,null,null,null,null,null,null,null,null,null,null,null,null,"BO100M4SE","BO100M4SEB","FM1",null,null,null,"BH325E4SG","BH325E4SGB","FM4"]
[null,null,null,null,null,null,null,null,null,null,null,null,null,null,null,null,null,null,null,null,null,null,null,null,null,null,null,null,null,null,null,null,null,null,null,null,null,null,null,"BO100M4SD","BO100M4SDB","FM1",null,null,null,"BH325E4SE","BH325E4SEB","FM4"]
[null,null,null,null,null,null,null,null,null,null,null,null,null,null,null,null,null,null,null,null,null,null,null,null,null,null,null,null,null,null,null,null,null,null,null,null,null,null,null,"BO100L4SE","BO100L4SEB","FM1",null,null,null,"BH325E4SD","BH325E4SDB","FM4"]
[null,null,null,null,null,null,null,null,null,null,null,null,null,null,null,null,null,null,null,null,null,null,null,null,null,null,null,null,null,null,null,null,null,null,null,null,null,null,null,"BO100L4SD","BO100L4SDB","FM1",null,null,null,"BH300L44G","BH300L44GA","FM3"]
[null,null,null,null,null,null,null,null,null,null,null,null,null,null,null,null,null,null,null,null,null,null,null,null,null,null,null,null,null,null,null,null,null,null,null,null,null,null,null,"BO080M4SE","BO080M4SEB","FM1",null,null,null,"BH300L44E","BH300L44EA","FM3"]
[null,null,null,null,null,null,null,null,null,null,null,null,null,null,null,null,null,null,null,null,null,null,null,null,null,null,null,null,null,null,null,null,null,null,null,null,null,null,null,"BO080M4SD","BO080M4SDB","FM1",null,null,null,"BH300L44D","BH300L44DA","FM3"]
[null,null,null,null,null,null,null,null,null,null,null,null,null,null,null,null,null,null,null,null,null,null,null,null,null,null,null,null,null,null,null,null,null,null,null,null,null,null,null,"BO060M4SE","BO060M4SEB","FM1",null,null,null,"BH300E4SG","BH300E4SGA","FM3"]
[null,null,null,null,null,null,null,null,null,null,null,null,null,null,null,null,null,null,null,null,null,null,null,null,null,null,null,null,null,null,null,null,null,null,null,null,null,null,null,"BO060M4SD","BO060M4SDB","FM1",null,null,null,"BH300E4SE","BH300E4SEA","FM3"]
[null,null,null,null,null,null,null,null,null,null,null,null,null,null,null,null,null,null,null,null,null,null,null,null,null,null,null,null,null,null,null,null,null,null,null,null,null,null,null,"BH325E4SG","BH325E4SGB","FM4",null,null,null,"BH300E4SD","BH300E4SDA","FM3"]
[null,null,null,null,null,null,null,null,null,null,null,null,null,null,null,null,null,null,null,null,null,null,null,null,null,null,null,null,null,null,null,null,null,null,null,null,null,null,null,"BH325E4SE","BH325E4SEB","FM4",null,null,null,"BH250E4SG","BH250E4SGA","FM3"]
[null,null,null,null,null,null,null,null,null,null,null,null,null,null,null,null,null,null,null,null,null,null,null,null,null,null,null,null,null,null,null,null,null,null,null,null,null,null,null,"BH325E4SD","BH325E4SDB","FM4",null,null,null,"BH250E4SE","BH250E4SEA","FM3"]
[null,null,null,null,null,null,null,null,null,null,null,null,null,null,null,null,null,null,null,null,null,null,null,null,null,null,null,null,null,null,null,null,null,null,null,null,null,null,null,"BH300L44G","BH300L44GA","FM3",null,null,null,"BH250E4SD","BH250E4SDA","FM3"]
[null,null,null,null,null,null,null,null,null,null,null,null,null,null,null,null,null,null,null,null,null,null,null,null,null,null,null,null,null,null,null,null,null,null,null,null,null,null,null,"BH300L44E","BH300L44EA","FM3",null,null,null,"BH200L44G","BH200L44GA","FM2"]
[null,null,null,null,null,null,null,null,null,null,null,null,null,null,null,null,null,null,null,null,null,null,null,null,null,null,null,null,null,null,null,null,null,null,null,null,null,null,null,"BH300L44D","BH300L44DA","FM3",null,null,null,"BH200L44E","BH200L44EA","FM2"]
[null,null,null,null,null,null,null,null,null,null,null,null,null,null,null,null,null,null,null,null,null,null,null,null,null,null,null,null,null,null,null,null,null,null,null,null,null,null,null,"BH300E4SG","BH300E4SGA","FM3",null,null,null,"BH200L44D","BH200L44DA","FM2"]
[null,null,null,null,null,null,null,null,null,null,null,null,null,null,null,null,null,null,null,null,null,null,null,null,null,null,null,null,null,null,null,null,null,null,null,null,null,null,null,"BH300E4SE","BH300E4SEA","FM3",null,null,null,"BH200E4SE","BH200E4SEA","FM2"]
[null,null,null,null,null,null,null,null,null,null,null,null,null,null,null,null,null,null,null,null,null,null,null,null,null,null,null,null,null,null,null,null,null,null,null,null,null,null,null,"BH300E4SD","BH300E4SDA","FM3",null,null,null,"BH200E4SD","BH200E4SDA","FM2"]
[null,null,null,null,null,null,null,null,null,null,null,null,null,null,null,null,null,null,null,null,null,null,null,null,null,null,null,null,null,null,null,null,null,null,null,null,null,null,null,"BH250E4SG","BH250E4SGA","FM3",null,null,null,"BH150L44G","BH150L44GA","FM1"]
[null,null,null,null,null,null,null,null,null,null,null,null,null,null,null,null,null,null,null,null,null,null,null,null,null,null,null,null,null,null,null,null,null,null,null,null,null,null,null,"BH250E4SE","BH250E4SEA","FM3",null,null,null,"BH150L44E","BH150L44EA","FM1"]
[null,null,null,null,null,null,null,null,null,null,null,null,null,null,null,null,null,null,null,null,null,null,null,null,null,null,null,null,null,null,null,null,null,null,null,"BH150L44G","BH150L44GA",null,null,"BH250E4SD","BH250E4SDA","FM3",null,null,null,"BH150L44D","BH150L44DA","FM1"]
[null,null,null,null,null,null,null,null,null,null,null,null,null,null,null,null,null,null,null,null,null,null,null,null,null,null,null,null,null,null,null,null,null,null,null,null,null,null,null,"BH200L44G","BH200L44GA","FM2",null,null,null,"BH150E4SG","BH150E4SGA","FM2"]
[null,null,null,null,null,null,null,null,null,null,null,null,null,null,null,null,null,null,null,null,null,null,null,null,null,null,null,null,null,null,null,null,null,null,null,null,null,null,null,"BH200L44E","BH200L44EA","FM2",null,null,null,"BH150E4SE","BH150E4SEA","FM2"]
[null,null,null,null,null,null,null,null,null,null,null,null,null,null,null,null,null,null,null,null,null,null,null,null,null,null,null,null,null,null,null,null,null,null,null,null,null,null,null,"BH200L44D","BH200L44DA","FM2",null,null,null,"BH150E4SD","BH150E4SDA","FM2"]
[null,null,null,null,null,null,null,null,null,null,null,null,null,null,null,null,null,null,null,null,null,null,null,null,null,null,null,null,null,null,null,null,null,null,null,null,null,null,null,"BH200E4SE","BH200E4SEA","FM2",null,null,null,"BH125E4SE","BH125E4SEB","FM2"]
[null,null,null,null,null,null,null,null,null,null,null,null,null,null,null,null,null,null,null,null,null,null,null,null,null,null,null,null,null,null,null,null,null,null,null,null,null,null,null,"BH200E4SD","BH200E4SDA","FM2",null,null,null,"BH125E4SD","BH125E4SDB","FM2"]
[null,null,null,null,null,null,null,null,null,null,null,null,null,null,null,null,null,null,null,null,null,null,null,null,null,null,null,null,null,null,null,null,null,null,null,null,null,null,null,"BH150L44E","BH150L44EB","FM2",null,null,null,"BH100L44E","BH100L44EA","FM1"]
[null,null,null,null,null,null,null,null,null,null,null,null,null,null,null,null,null,null,null,null,null,null,null,null,null,null,null,null,null,null,null,null,null,null,null,null,null,null,null,"BH150L44E","BH150L44EB","FM2",null,null,null,"BH100L44D","BH100L44DA","FM1"]
[null,null,null,null,null,null,null,null,null,null,null,null,null,null,null,null,null,null,null,null,null,null,null,null,null,null,null,null,null,null,null,null,null,null,null,null,null,null,null,"BH150L44D","BH150L44DB","FM1",null,null,null,"BH100E4SE","BH100E4SEB","FM1"]
[null,null,null,null,null,null,null,null,null,null,null,null,null,null,null,null,null,null,null,null,null,null,null,null,null,null,null,null,null,null,null,null,null,null,null,null,null,null,null,"BH150E4SG","BH150E4SGA","FM2",null,null,null,"BH100E4SD","BH100E4SDB","FM1"]
[null,null,null,null,null,null,null,null,null,null,null,null,null,null,null,null,null,null,null,null,null,null,null,null,null,null,null,null,null,null,null,null,null,null,null,null,null,null,null,"BH150E4SE","BH150E4SEA","FM2",null,null,null,"BH080E4SD","BH080E4SDB","FM1"]
[null,null,null,null,null,null,null,null,null,null,null,null,null,null,null,null,null,null,null,null,null,null,null,null,null,null,null,null,null,null,null,null,null,null,null,null,null,null,null,"BH150E4SD","BH150E4SDA","FM2",null,null,null,"BH055E4SD","BH055E4SDB","FM1"]
[null,null,null,null,null,null,null,null,null,null,null,null,null,null,null,null,null,null,null,null,null,null,null,null,null,null,null,null,null,null,null,null,null,null,null,null,null,null,null,"BH125E4SE","BH125E4SEB","FM2"]
[null,null,null,null,null,null,null,null,null,null,null,null,null,null,null,null,null,null,null,null,null,null,null,null,null,null,null,null,null,null,null,null,null,null,null,null,null,null,null,"BH125E4SD","BH125E4SDB","FM2"]
[null,null,null,null,null,null,null,null,null,null,null,null,null,null,null,null,null,null,null,null,null,null,null,null,null,null,null,null,null,null,null,null,null,null,null,null,null,null,null,"BH100L44E","BH100L44EB","FM1"]
[null,null,null,null,null,null,null,null,null,null,null,null,null,null,null,null,null,null,null,null,null,null,null,null,null,null,null,null,null,null,null,null,null,null,null,null,null,null,null,"BH100L44D","BH100L44DB","FM1"]
[null,null,null,null,null,null,null,null,null,null,null,null,null,null,null,null,null,null,null,null,null,null,null,null,null,null,null,null,null,null,null,null,null,null,null,null,null,null,null,"BH100E4SE","BH100E4SEB","FM1"]
[null,null,null,null,null,null,null,null,null,null,null,null,null,null,null,null,null,null,null,null,null,null,null,null,null,null,null,null,null,null,null,null,null,null,null,null,null,null,null,"BH100E4SD","BH100E4SDB","FM1"]
[null,null,null,null,null,null,null,null,null,null,null,null,null,null,null,null,null,null,null,null,null,null,null,null,null,null,null,null,null,null,null,null,null,null,null,null,null,null,null,"BH080E4SD","BH080E4SDB","FM1"]
[null,null,null,null,null,null,null,null,null,null,null,null,null,null,null,null,null,null,null,null,null,null,null,null,null,null,null,null,null,null,null,null,null,null,null,null,null,null,null,"BH055E4SD","BH055E4SDB","FM1"]

{"sheet":"Revision","index":1,"n_rows":15,"n_cols":3,"rows_kept":15,"cut":false,"hidden":true,"merged":[]}
[]
[1,"2020-08-20","initial release"]
[1.01,"2020-08-24","RLA was showing too many decimal places. /  printing issue, sends 3 pages, re-sized pages"]
[1.02,"2020-10-01","revised page layout/added sound data to the page/refrig drop down was showing r407a twice, fixed to show one as 407c/found several defrost kits wrong from the original information/*FH150E4 had wrong FM cabinet size in table"]
[1.03,"2020-10-07","correct R404a to be available for all scroll models, for medium temp models"]
[1.04,"2020-10-13","*FO230L4SE was note showing up in the model number list.  It has been added"]
[1.05,"2020-11-04","AWEF was not working correct, added FALSE to the formula and it seems to have fixed it"]
[1.06,"2021-02-18","Cell I33 had HEIGHT in the cell, should have been LENGTH, I35 had LENGTH in the cell should have been HEIGHT."]
[1.07,"2021-03-04","FM3 had wrong snip"]
[1.08,"2021-03-08","added Job Name to A7 - must have accidentally erased it"]
[1.0900000000000001,"2021-09-07","FH100E4SEB, FH100E4SD, BH100E4SE, BH100E4SD.  Had wrong liquid connect"]
[1.1000000000000001,"2021-12-10","Corrected vintages a/b on all models / removed BO130E4SG & BH150L44GA from the compressor list, no longer available /"]
[1.1100000000000001,"2022-01-21","Added HP tag on the compressor informaiton on the data sheet, no informaiton was wrong, but missing tag cell  MINI-CON - D28"]
[null,"2023-07-05","Added 2.75HP models, made adjustable low pressure switch standard on medium and extended medium models."]
[null,"2023-09-07","Corrected error with defrost drop down button"]

{"sheet":"Options","index":2,"n_rows":67,"n_cols":42,"rows_kept":67,"cut":false,"hidden":true,"merged":[]}
[]
[null,null,null,null,null,null,null,null,null,null,null,null,null,null,null,null,null,null,null,{"$f":"COUNTA($R$4:$R$31)","v":22}]
[null,null,null,null,null,null,null,null,null,null,null,null,null,null,null,null,null,"Refrigeration Options"]
[null,null,null,null,null,null,null,null,null,null,null,null,null,null,null,null,"ALL",null,{"$f":"ROWS(S$4:S4)","v":1},{"$f":"IFERROR(INDEX($R$4:$R$31,SMALL(IF($R$4:$R$31<>\"\",ROW($R$4:$R$31)-ROW($R$4)+1),ROWS($T$4:T4))),\"\")","v":""},null,null,"Condensing Unit Data & Standard Defrost Kit"]
[null,null,null,null,null,null,null,null,null,null,null,null,null,null,{"$f":"'Mini-Con'!Q13","v":{"$error":"#N/A"}},null,"ALL",null,{"$f":"ROWS(S$4:S5)","v":2},{"$f":"IFERROR(INDEX($R$4:$R$31,SMALL(IF($R$4:$R$31<>\"\",ROW($R$4:$R$31)-ROW($R$4)+1),ROWS($T$4:T5))),\"\")","v":""}]
[null,null,null,null,null,null,null,null,null,null,null,null,null,null,"Frame",null,"ALL",null,{"$f":"ROWS(S$4:S6)","v":3},{"$f":"IFERROR(INDEX($R$4:$R$31,SMALL(IF($R$4:$R$31<>\"\",ROW($R$4:$R$31)-ROW($R$4)+1),ROWS($T$4:T6))),\"\")","v":""},null,null,"Unit Base Model",{"$f":"O5","v":{"$error":"#N/A"}},"< This value is the Condensing Unit Generic Model selected in RapidSpec"]
[null,null,null,null,null,null,null,null,null,null,null,null,null,null,{"$f":"VLOOKUP(O5,DATA!B2:F192,5,FALSE)","v":{"$error":"#N/A"}},null,"ALL","ADJUSTABLE HIGH/ADJUSTABLE LOW PRESSURE CONTROL",{"$f":"ROWS(S$4:S7)","v":4},{"$f":"IFERROR(INDEX($R$4:$R$31,SMALL(IF($R$4:$R$31<>\"\",ROW($R$4:$R$31)-ROW($R$4)+1),ROWS($T$4:T7))),\"\")","v":""},null,null,"Default Defrost Kit?",{"$f":"VLOOKUP(X6,'Minicon Selector'!U31:V102,2,FALSE)","v":{"$error":"#N/A"}},"< This is a check to see if the selected Condensing Unit Model has a standard Defrost Kit"]
[null,null,null,null,null,null,null,null,null,null,null,null,null,null,null,null,"ALL","LIQUID LINE WITH COMPONENTS: SEALED FILTER & SIGHT GLASS",{"$f":"ROWS(S$4:S8)","v":5},{"$f":"IFERROR(INDEX($R$4:$R$31,SMALL(IF($R$4:$R$31<>\"\",ROW($R$4:$R$31)-ROW($R$4)+1),ROWS($T$4:T8))),\"\")","v":""},null,null,"Standard Defrost Kit Amps",{"$f":"IFERROR(VLOOKUP(X7,#REF!,5,FALSE),\"\")","v":""},"< This value is \"Total Amps\" for the Default Defrost Kit; Value found in \"Defrost Kit Data Table\""]
[null,null,null,null,null,null,null,null,null,null,null,null,null,null,null,null,"FM1",{"$f":"IF(O7=FM1,\"LIQUID LINE WITHOUT COMPONENTS: PIPE ONLY\",\"\")","v":{"$error":"#N/A"}},{"$f":"ROWS(S$4:S9)","v":6},{"$f":"IFERROR(INDEX($R$4:$R$31,SMALL(IF($R$4:$R$31<>\"\",ROW($R$4:$R$31)-ROW($R$4)+1),ROWS($T$4:T9))),\"\")","v":""},null,null,"Defrost Kit Rated for # of Unit Coolers Per System",{"$f":"IFERROR(VLOOKUP(X7,#REF!,3,FALSE),\"\")","v":""},"< This value is \"Unit Coolers Per System\" for the Default Defrost Kit; Value found in \"Defrost Kit Data Table\""]
[null,null,null,null,null,null,null,null,null,null,null,null,null,null,null,null,"FM2 - FM4",{"$f":"IF(O7=\"FM1\",\"\",\"LIQUID LINE WITHOUT COMPONENTS: PIPE ONLY\")","v":{"$error":"#N/A"}},{"$f":"ROWS(S$4:S10)","v":7},{"$f":"IFERROR(INDEX($R$4:$R$31,SMALL(IF($R$4:$R$31<>\"\",ROW($R$4:$R$31)-ROW($R$4)+1),ROWS($T$4:T10))),\"\")","v":""},null,null,"Default Defrost Kit Sized Correctly for System?",{"$f":"IF(OR(#REF!=FALSE,AND(X7=\"\",#REF!=\"Kit Required\")),\"NEW KIT REQUIRED\",\"YES\")","v":{"$error":"#REF!"}},"< View Logic Chain"]
[null,null,null,null,null,null,null,null,null,null,null,null,null,null,null,null,"FM4",{"$f":"IF(O7=\"FM4\",\"LIQUID LINE WITH PREMIUM COMPONENTS: REPLACEABLE CORE FILTER/DRIER & SIGHT GLASS\",\"\")","v":{"$error":"#N/A"}},{"$f":"ROWS(S$4:S11)","v":8},{"$f":"IFERROR(INDEX($R$4:$R$31,SMALL(IF($R$4:$R$31<>\"\",ROW($R$4:$R$31)-ROW($R$4)+1),ROWS($T$4:T11))),\"\")","v":""}]
[null,null,null,null,null,null,null,null,null,null,null,null,null,null,null,null,"FM1",{"$f":"IF(O7=\"FM1\",\"SUCTION LINE COMPONENTS: SEALED FILTER\",\"\")","v":{"$error":"#N/A"}},{"$f":"ROWS(S$4:S12)","v":9},{"$f":"IFERROR(INDEX($R$4:$R$31,SMALL(IF($R$4:$R$31<>\"\",ROW($R$4:$R$31)-ROW($R$4)+1),ROWS($T$4:T12))),\"\")","v":""}]
[null,null,null,null,null,null,null,null,null,null,null,null,null,null,null,null,"FM2 - FM4",{"$f":"IF(O7=\"FM1\",\"\",\"SUCTION LINE COMPONENTS: SEALED FILTER\")","v":{"$error":"#N/A"}},{"$f":"ROWS(S$4:S13)","v":10},{"$f":"IFERROR(INDEX($R$4:$R$31,SMALL(IF($R$4:$R$31<>\"\",ROW($R$4:$R$31)-ROW($R$4)+1),ROWS($T$4:T13))),\"\")","v":""}]
[null,null,null,null,null,null,null,null,null,null,null,null,null,null,null,null,"FM4",{"$f":"IF(O7=\"FM4\",\"SUCTION LINE COMPONENTS: REPLACEABLE CORE FILTER\",\"\")","v":{"$error":"#N/A"}},{"$f":"ROWS(S$4:S14)","v":11},{"$f":"IFERROR(INDEX($R$4:$R$31,SMALL(IF($R$4:$R$31<>\"\",ROW($R$4:$R$31)-ROW($R$4)+1),ROWS($T$4:T14))),\"\")","v":""}]
[null,null,null,null,null,null,null,null,null,null,null,null,null,null,null,null,"FM1",{"$f":"IF(O7=\"FM1\",\"SUCTION LINE ACCUMULATOR (CANNOT BE ORDERED WITHOUT SUCTION LINE COMPONENTS)\",\"\")","v":{"$error":"#N/A"}},{"$f":"ROWS(S$4:S15)","v":12},{"$f":"IFERROR(INDEX($R$4:$R$31,SMALL(IF($R$4:$R$31<>\"\",ROW($R$4:$R$31)-ROW($R$4)+1),ROWS($T$4:T15))),\"\")","v":""}]
[null,null,null,null,null,null,null,null,null,null,null,null,null,null,null,null,"FM2 - FM4",{"$f":"IF(O7=\"FM1\",\"\",\"SUCTION LINE ACCUMULATOR (CANNOT BE ORDERED WITHOUT SUCTION LINE COMPONENTS)\")","v":{"$error":"#N/A"}},{"$f":"ROWS(S$4:S16)","v":13},{"$f":"IFERROR(INDEX($R$4:$R$31,SMALL(IF($R$4:$R$31<>\"\",ROW($R$4:$R$31)-ROW($R$4)+1),ROWS($T$4:T16))),\"\")","v":""}]
[null,null,null,null,null,null,null,null,null,null,null,null,null,null,null,null,"FM4",{"$f":"IF(O7=\"FM4\",\"OIL SEPERATOR\",\"\")","v":{"$error":"#N/A"}},{"$f":"ROWS(S$4:S17)","v":14},{"$f":"IFERROR(INDEX($R$4:$R$31,SMALL(IF($R$4:$R$31<>\"\",ROW($R$4:$R$31)-ROW($R$4)+1),ROWS($T$4:T17))),\"\")","v":""}]
[null,null,null,null,null,null,null,null,null,null,null,null,null,null,null,null,"FM1",{"$f":"IF(O7=\"FM1\",\"OVER-SIZED RECEIVER\",\"\")","v":{"$error":"#N/A"}},{"$f":"ROWS(S$4:S18)","v":15},{"$f":"IFERROR(INDEX($R$4:$R$31,SMALL(IF($R$4:$R$31<>\"\",ROW($R$4:$R$31)-ROW($R$4)+1),ROWS($T$4:T18))),\"\")","v":""}]
[null,null,null,null,null,null,null,null,null,null,null,null,null,null,null,null,"FM2",{"$f":"IF(O7=\"FM2\",\"OVER-SIZED RECEIVER\",\"\")","v":{"$error":"#N/A"}},{"$f":"ROWS(S$4:S19)","v":16},{"$f":"IFERROR(INDEX($R$4:$R$31,SMALL(IF($R$4:$R$31<>\"\",ROW($R$4:$R$31)-ROW($R$4)+1),ROWS($T$4:T19))),\"\")","v":""}]
[null,null,null,null,null,null,null,null,null,null,null,null,null,null,null,null,"FM3",{"$f":"IF(O7=\"FM3\",\"OVER-SIZED RECEIVER\",\"\")","v":{"$error":"#N/A"}},{"$f":"ROWS(S$4:S20)","v":17},{"$f":"IFERROR(INDEX($R$4:$R$31,SMALL(IF($R$4:$R$31<>\"\",ROW($R$4:$R$31)-ROW($R$4)+1),ROWS($T$4:T20))),\"\")","v":""}]
[null,null,null,null,null,null,null,null,null,null,null,null,null,null,null,null,"FM4",{"$f":"IF(O7=\"FM4\",\"OVER-SIZED RECEIVER\",\"\")","v":{"$error":"#N/A"}},{"$f":"ROWS(S$4:S21)","v":18},{"$f":"IFERROR(INDEX($R$4:$R$31,SMALL(IF($R$4:$R$31<>\"\",ROW($R$4:$R$31)-ROW($R$4)+1),ROWS($T$4:T21))),\"\")","v":""}]
[null,null,null,null,null,null,null,null,null,null,null,null,null,null,null,null,"ALL",null,{"$f":"ROWS(S$4:S22)","v":19},{"$f":"IFERROR(INDEX($R$4:$R$31,SMALL(IF($R$4:$R$31<>\"\",ROW($R$4:$R$31)-ROW($R$4)+1),ROWS($T$4:T22))),\"\")","v":""}]
[null,null,null,null,null,null,null,null,null,null,null,null,null,null,null,null,"ALL","HEATED AND INSULATED RECEIVER ",{"$f":"ROWS(S$4:S23)","v":20},{"$f":"IFERROR(INDEX($R$4:$R$31,SMALL(IF($R$4:$R$31<>\"\",ROW($R$4:$R$31)-ROW($R$4)+1),ROWS($T$4:T23))),\"\")","v":""}]
[null,null,null,null,null,null,null,null,null,null,null,null,null,null,null,null,"ALL","PHASE LOSS MONITOR",{"$f":"ROWS(S$4:S24)","v":21},{"$f":"IFERROR(INDEX($R$4:$R$31,SMALL(IF($R$4:$R$31<>\"\",ROW($R$4:$R$31)-ROW($R$4)+1),ROWS($T$4:T24))),\"\")","v":""}]
[null,null,null,null,null,null,null,null,null,null,null,null,null,null,null,null,"FM1 - FM2",null,{"$f":"ROWS(S$4:S25)","v":22}]
[null,null,null,null,null,null,null,null,null,null,null,null,null,null,null,null,"FM3 - FM4",null,{"$f":"ROWS(S$4:S26)","v":23}]
[null,null,null,null,null,null,null,null,null,null,null,null,null,null,null,null,"FM1 - FM2",{"$f":"IF(OR(O7=\"FM1\",O7=\"FM2\"),\"THRU THE DOOR - NON - FUSED - DISCONNECT SWITCH\",\"\")","v":{"$error":"#N/A"}},{"$f":"ROWS(S$4:S27)","v":24},{"$f":"IFERROR(INDEX($R$4:$R$31,SMALL(IF($R$4:$R$31<>\"\",ROW($R$4:$R$31)-ROW($R$4)+1),ROWS($T$4:T27))),\"\")","v":""}]
[null,null,null,null,null,null,null,null,null,null,null,null,null,null,null,null,"FM3 - FM4",{"$f":"IF(OR(O7=\"FM3\",O7=\"FM4\"),\"THRU THE DOOR - NON - FUSED - DISCONNECT SWITCH\",\"\")","v":{"$error":"#N/A"}},{"$f":"ROWS(S$4:S28)","v":25},{"$f":"IFERROR(INDEX($R$4:$R$31,SMALL(IF($R$4:$R$31<>\"\",ROW($R$4:$R$31)-ROW($R$4)+1),ROWS($T$4:T28))),\"\")","v":""}]
[null,null,null,null,null,null,null,null,null,null,null,null,null,null,null,null,"FM3 - FM4",{"$f":"IF(OR(O7=\"FM1\",O7=\"FM2\"),\"THRU THE DOOR - FUSED - DISCONNECT SWITCH\",\"\")","v":{"$error":"#N/A"}},{"$f":"ROWS(S$4:S29)","v":26},{"$f":"IFERROR(INDEX($R$4:$R$31,SMALL(IF($R$4:$R$31<>\"\",ROW($R$4:$R$31)-ROW($R$4)+1),ROWS($T$4:T29))),\"\")","v":""}]
[null,null,null,null,null,null,null,null,null,null,null,null,null,null,null,null,"FM1 - FM2",{"$f":"IF(OR(O7=\"FM1\",O7=\"FM2\"),\"EXTERNAL FUSED DICONNECT (MOUNTED)\",\"\")","v":{"$error":"#N/A"}},{"$f":"ROWS(S$4:S30)","v":27},{"$f":"IFERROR(INDEX($R$4:$R$31,SMALL(IF($R$4:$R$31<>\"\",ROW($R$4:$R$31)-ROW($R$4)+1),ROWS($T$4:T30))),\"\")","v":""}]
[null,null,null,null,null,null,null,null,null,null,null,null,null,null,null,null,"FM3 - FM4",{"$f":"IF(OR(O7=\"FM3\",O7=\"FM4\"),\"EXTERNAL FUSED DICONNECT (MOUNTED)\",\"\")","v":{"$error":"#N/A"}},{"$f":"ROWS(S$4:S31)","v":28},{"$f":"IFERROR(INDEX($R$4:$R$31,SMALL(IF($R$4:$R$31<>\"\",ROW($R$4:$R$31)-ROW($R$4)+1),ROWS($T$4:T31))),\"\")","v":""}]
[]
[null,null,null,null,null,null,null,null,null,null,null,null,null,null,null,null,null,"No Defrost Provisions"]
[null,null,null,null,null,null,null,null,null,null,null,null,null,null,null,null,null,"Defrost Timer"]
[null,null,null,null,null,null,null,null,null,null,null,null,null,null,null,null,null,{"$f":"IF('Mini-Con'!F14=\"Low\",\"\",\"No Kit\")","v":"No Kit"}]
[null,null,null,null,null,null,null,null,null,null,null,null,null,null,null,null,null,{"$f":"IF('Mini-Con'!#REF!=\"No Defrost Provisions\",\"\",\"Standard Defrost Kit\")","v":{"$error":"#REF!"}}]
[null,null,null,null,null,null,null,null,null,null,null,null,null,null,null,null,null,{"$f":"IF('Mini-Con'!#REF!=\"No Defrost Provisions\",\"\",\"Non-Standard Defrost Kit\")","v":{"$error":"#REF!"}}]
[]
[]
[null,null,null,null,null,null,null,null,null,null,null,null,null,null,null,null,null,"EC MOTOR(S)","LIQUID LINE WITH COMPONENTS: SEALED FILTER & SIGHT GLASS","LIQUID LINE WITHOUT COMPONENTS: PIPE ONLY","LIQUID LINE WITH PREMIUM COMPONENTS: REPLACEABLE CORE FILTER/DRIER & SIGHT GLASS","SUCTION LINE COMPONENTS: SEALED FILTER","SUCTION LINE COMPONENTS: REPLACEABLE CORE FILTER","SUCTION LINE ACCUMULATOR","OIL SEPERATOR","STANDARD RECEIVER","OVER-SIZED RECEIVER","FIXED HIGH/FIXED LOW PRESSURE CONTROL","FIXED HIGH/ADJUSTABLE LOW PRESSURE CONTROL","ADJUSTABLE HIGH/ADJUSTABLE LOW PRESSURE CONTROL","PUMPDOWN TOGGLE SWITCH","HEATED & INSULATED RECEIVER","PHASE LOSS MONITOR","POLYESTER COATED CONDENSER FINS","THRU THE DOOR - NON-FUSED - DISCONNECT SWITCH","THRU THE DOOR - FUSED - DISCONNECT SWITCH","EXTERNAL FUSED DISCONNECT ","AIR DEFROST TIMER","NO STANDARD AIR DEFROST TIMER","STANDARD DEFROST KIT","NO STANDARD DEFROST KIT","ADD/MODIFY DEFROST KIT"]
[null,null,null,null,null,null,null,null,null,null,null,null,null,null,null,null,{"$f":"'Mini-Con'!A53","v":0},{"$f":"VLOOKUP(Q41,#REF!,2,FALSE)","v":{"$error":"#REF!"}},{"$f":"VLOOKUP(Q41,#REF!,3,FALSE)","v":{"$error":"#REF!"}},{"$f":"VLOOKUP(Q41,#REF!,4,FALSE)","v":{"$error":"#REF!"}},{"$f":"VLOOKUP(Q41,#REF!,5,FALSE)","v":{"$error":"#REF!"}},{"$f":"VLOOKUP(Q41,#REF!,6,FALSE)","v":{"$error":"#REF!"}},{"$f":"VLOOKUP(Q41,#REF!,7,FALSE)","v":{"$error":"#REF!"}},{"$f":"VLOOKUP(Q41,#REF!,8,FALSE)","v":{"$error":"#REF!"}},{"$f":"VLOOKUP(Q41,#REF!,9,FALSE)","v":{"$error":"#REF!"}},{"$f":"VLOOKUP(Q41,#REF!,10,FALSE)","v":{"$error":"#REF!"}},{"$f":"VLOOKUP(Q41,#REF!,11,FALSE)","v":{"$error":"#REF!"}},{"$f":"VLOOKUP(Q41,#REF!,12,FALSE)","v":{"$error":"#REF!"}},{"$f":"VLOOKUP(Q41,#REF!,13,FALSE)","v":{"$error":"#REF!"}},{"$f":"VLOOKUP(Q41,#REF!,14,FALSE)","v":{"$error":"#REF!"}},{"$f":"VLOOKUP(Q41,#REF!,15,FALSE)","v":{"$error":"#REF!"}},{"$f":"VLOOKUP(Q41,#REF!,16,FALSE)","v":{"$error":"#REF!"}},{"$f":"VLOOKUP(Q41,#REF!,17,FALSE)","v":{"$error":"#REF!"}},{"$f":"VLOOKUP(Q41,#REF!,18,FALSE)","v":{"$error":"#REF!"}},{"$f":"VLOOKUP(Q41,#REF!,19,FALSE)","v":{"$error":"#REF!"}},{"$f":"VLOOKUP(Q41,#REF!,20,FALSE)","v":{"$error":"#REF!"}},{"$f":"VLOOKUP(Q41,#REF!,21,FALSE)","v":{"$error":"#REF!"}},{"$f":"VLOOKUP(Q41,#REF!,22,FALSE)","v":{"$error":"#REF!"}},{"$f":"VLOOKUP(Q41,#REF!,23,FALSE)","v":{"$error":"#REF!"}},{"$f":"VLOOKUP(Q41,#REF!,24,FALSE)","v":{"$error":"#REF!"}},{"$f":"VLOOKUP(Q41,#REF!,25,FALSE)","v":{"$error":"#REF!"}}]
[]
[]
[null,null,null,null,null,null,null,null,null,null,null,null,null,null,null,null,{"$f":"IF(OR(R44=0,R44=\"STANDARD\"),\"\",\"EC MOTOR(S)\")","v":{"$error":"#REF!"}},{"$f":"R41","v":{"$error":"#REF!"}}]
[null,null,null,null,null,null,null,null,null,null,null,null,null,null,null,null,{"$f":"IF(OR(R45=0,R45=\"STANDARD\"),\"\",\"LIQUID LINE WITH COMPONENTS: SEALED FILTER & SIGHT GLASS\")","v":{"$error":"#REF!"}},{"$f":"S41","v":{"$error":"#REF!"}}]
[null,null,null,null,null,null,null,null,null,null,null,null,null,null,null,null,{"$f":"IF(OR(R46=0,R46=\"STANDARD\"),\"\",\"LIQUID LINE WITHOUT COMPONENTS: PIPE ONLY\")","v":{"$error":"#REF!"}},{"$f":"T41","v":{"$error":"#REF!"}}]
[null,null,null,null,null,null,null,null,null,null,null,null,null,null,null,null,{"$f":"IF(R47=0,\"\",\"LIQUID LINE WITH PREMIUM COMPONENTS: REPLACEABLE CORE FILTER/DRIER & SIGHT GLASS\")","v":{"$error":"#REF!"}},{"$f":"U41","v":{"$error":"#REF!"}}]
[null,null,null,null,null,null,null,null,null,null,null,null,null,null,null,null,{"$f":"IF(OR(R46=0,R46=\"STANDARD\"),\"\",\"SUCTION LINE COMPONENTS: SEALED FILTER\")","v":{"$error":"#REF!"}},{"$f":"V41","v":{"$error":"#REF!"}}]
[null,null,null,null,null,null,null,null,null,null,null,null,null,null,null,null,{"$f":"IF(OR(R49=0,R49=\"STANDARD\"),\"\",\"SUCTION LINE COMPONENTS: REPLACEABLE CORE FILTER\")","v":{"$error":"#REF!"}},{"$f":"W41","v":{"$error":"#REF!"}}]
[null,null,null,null,null,null,null,null,null,null,null,null,null,null,null,null,{"$f":"IF(OR(R50=0,R50=\"STANDARD\"),\"\",\"SUCTION LINE ACCUMULATOR\")","v":{"$error":"#REF!"}},{"$f":"X41","v":{"$error":"#REF!"}}]
[null,null,null,null,null,null,null,null,null,null,null,null,null,null,null,null,{"$f":"IF(OR(R51=0,R51=\"STANDARD\"),\"\",\"OIL SEPERATOR\")","v":{"$error":"#REF!"}},{"$f":"Y41","v":{"$error":"#REF!"}}]
[null,null,null,null,null,null,null,null,null,null,null,null,null,null,null,null,{"$f":"IF(OR(R52=0,R52=\"STANDARD\"),\"\",STANDARD RECEIVER)","v":{"$error":"#REF!"}},{"$f":"Z41","v":{"$error":"#REF!"}}]
[null,null,null,null,null,null,null,null,null,null,null,null,null,null,null,null,{"$f":"IF(OR(R53=0,R53=\"STANDARD\"),\"\",\"OVER-SIZED RECEIVER\")","v":{"$error":"#REF!"}},{"$f":"AA41","v":{"$error":"#REF!"}}]
[null,null,null,null,null,null,null,null,null,null,null,null,null,null,null,null,{"$f":"IF(OR(R54=0,R54=\"STANDARD\"),\"\",\"FIXED HIGH/FIXED LOW PRESSURE CONTROL\")","v":{"$error":"#REF!"}},{"$f":"AB41","v":{"$error":"#REF!"}}]
[null,null,null,null,null,null,null,null,null,null,null,null,null,null,null,null,{"$f":"IF(OR(R55=0,R55=\"STANDARD\"),\"\",\"FIXED HIGH/ADJUSTABLE LOW PRESSURE CONTROL\")","v":{"$error":"#REF!"}},{"$f":"AC41","v":{"$error":"#REF!"}}]
[null,null,null,null,null,null,null,null,null,null,null,null,null,null,null,null,{"$f":"IF(OR(R56=0,R56=\"STANDARD\"),\"\",\"ADJUSTABLE HIGH/ADJUSTABLE LOW PRESSURE CONTROL\")","v":{"$error":"#REF!"}},{"$f":"AD41","v":{"$error":"#REF!"}}]
[null,null,null,null,null,null,null,null,null,null,null,null,null,null,null,null,{"$f":"IF(OR(R57=0,R57=\"STANDARD\"),\"\",\"PUMPDOWN TOGGLE SWITCH\")","v":{"$error":"#REF!"}},{"$f":"AE41","v":{"$error":"#REF!"}}]
[null,null,null,null,null,null,null,null,null,null,null,null,null,null,null,null,{"$f":"IF(OR(R58=0,R58=\"STANDARD\"),\"\",\"HEATED & INSULATED RECEIVER\")","v":{"$error":"#REF!"}},{"$f":"AF41","v":{"$error":"#REF!"}}]
[null,null,null,null,null,null,null,null,null,null,null,null,null,null,null,null,{"$f":"IF(OR(R59=0,R59=\"STANDARD\"),\"\",\"PHASE LOSS MONITOR\")","v":{"$error":"#REF!"}},{"$f":"AG41","v":{"$error":"#REF!"}}]
[null,null,null,null,null,null,null,null,null,null,null,null,null,null,null,null,{"$f":"IF(OR(R60=0,R60=\"STANDARD\"),\"\",\"POLYESTER COATED CONDENSER FINS\")","v":{"$error":"#REF!"}},{"$f":"AH41","v":{"$error":"#REF!"}}]
[null,null,null,null,null,null,null,null,null,null,null,null,null,null,null,null,{"$f":"IF(OR(R61=0,R61=\"STANDARD\"),\"\",\"THRU THE DOOR - NON-FUSED - DISCONNECT SWITCH\")","v":{"$error":"#REF!"}},{"$f":"AI41","v":{"$error":"#REF!"}}]
[null,null,null,null,null,null,null,null,null,null,null,null,null,null,null,null,{"$f":"IF(OR(R62=0,R62=\"STANDARD\"),\"\",\"THRU THE DOOR - FUSED - DISCONNECT SWITCH\")","v":{"$error":"#REF!"}},{"$f":"AJ41","v":{"$error":"#REF!"}}]
[null,null,null,null,null,null,null,null,null,null,null,null,null,null,null,null,{"$f":"IF(OR(R63=0,R63=\"STANDARD\"),\"\",\"EXTERNAL FUSED DISCONNECT \")","v":{"$error":"#REF!"}},{"$f":"AK41","v":{"$error":"#REF!"}}]
[null,null,null,null,null,null,null,null,null,null,null,null,null,null,null,null,{"$f":"IF(OR(R64=0,R64=\"STANDARD\"),\"\",\"AIR DEFROST TIMER \")","v":{"$error":"#REF!"}},{"$f":"AL41","v":{"$error":"#REF!"}}]
[null,null,null,null,null,null,null,null,null,null,null,null,null,null,null,null,{"$f":"IF(OR(R65=0,R65=\"STANDARD\"),\"\",\"NO STANDARD AIR DEFROST TIMER \")","v":{"$error":"#REF!"}},{"$f":"AM41","v":{"$error":"#REF!"}}]
[null,null,null,null,null,null,null,null,null,null,null,null,null,null,null,null,{"$f":"IF(OR(R66=0,R66=\"STANDARD\"),\"\",\"STANDARD DEFROST KIT \")","v":{"$error":"#REF!"}},{"$f":"AN41","v":{"$error":"#REF!"}}]
[null,null,null,null,null,null,null,null,null,null,null,null,null,null,null,null,{"$f":"IF(OR(R67=0,R67=\"STANDARD\"),\"\",\"NO STANDARD DEFROST KIT \")","v":{"$error":"#REF!"}},{"$f":"AO41","v":{"$error":"#REF!"}}]

{"sheet":"Minicon Selector","index":3,"n_rows":102,"n_cols":26,"rows_kept":102,"cut":false,"hidden":true,"merged":[[13,5,13,6]]}
[]
[null,null,null,null,null,null,null,null,null,null,null,null,null,null,null,null,null,null,null,null,"Defrost contactors","Amps/Contactor","Total Amps","Seqence Relay","Fan contactor","Defrost Kit Amps"]
[null,null,"Unit Base Model:",{"$f":"'Mini-Con'!S6","v":{"$error":"#N/A"}},"data in these cells would come from rapid spec selections",null,null,null,null,null,null,"DEFAULT",{"$f":"IF(M20=\"Standard Defrost Kit\",VLOOKUP(Options!O5,DATA!B2:AH192,33,FALSE),\"\")","v":{"$error":"#REF!"}},null,null,"208-230/1","208-230/3","460/3","ED-5","ED-5",0,15,15,null,0,15]
[null,null,"Cond. Unit Voltage:",{"$f":"'Mini-Con'!S8","v":0},"data in these cells would come from rapid spec selections",null,null,null,null,null,null,1,{"$f":"IF($M$20=\"Non-Standard Defrost Kit\",N4,\"\")","v":{"$error":"#REF!"}},"ED-5",1,"ED5-230/1","ED11-230/3","ED17-460/3","ED-6","ED-6",0,20,20,null,0,20]
[null,null,"Total Defrost Amps:",{"$f":"'Mini-Con'!I38","v":""},"data in these cells would come from rapid spec selections",null,null,null,null,null,null,2,{"$f":"IF($M$20=\"Non-Standard Defrost Kit\",N5,\"\")","v":{"$error":"#REF!"}},"ED-6",2,"ED6-230/1","ED213-230/3","ED18-460/3","ED-7","ED-7",0,25,25,null,0,25]
[null,null,"Defrost Kit:",{"$f":"'Mini-Con'!G38","v":""},"user selected kit",null,null,null,null,null,null,3,{"$error":"#REF!"},"ED-7",3,"ED7-230/1","ED23-230/3","ED12-460/3","ED-10","ED-10",0,30,30,null,0,30]
[null,null,null,null,null,null,{"$f":"'Mini-Con'!P43","v":{"$error":"#N/A"}},null,null,null,null,4,{"$error":"#REF!"},"ED-10",4,"ED10-230/1","ED35-230/3","ED22-460/3","ED-20","ED-11",1,30,{"$f":"U7*V7","v":30},null,0,30]
[null,null,null,null,null,null,null,null,null,null,null,5,{"$error":"#REF!"},"ED-20",5,"ED210-230/1",null,"ED32-460/3","ED-210","ED-17",1,15,{"$f":"U8*V8","v":15},null,1,25]
[null,null,"Defrost Kit Amps:",{"$f":"VLOOKUP('Mini-Con'!#REF!,'Minicon Selector'!T3:Z20,7,FALSE)","v":{"$error":"#REF!"}},{"$f":"IF(D9<D5,\"Kit Size too Small\",\"Kit Size OK\")","v":{"$error":"#REF!"}},"Compressor RLA",{"$f":"VLOOKUP(G7,DATA!B2:N192,12,FALSE)","v":{"$error":"#N/A"}},null,null,null,null,6,{"$error":"#REF!"},"ED-210",6,"ED213-230/1",null,"ED34-460/3","ED-17","ED-18",1,20,20,null,1,20]
[null,null,"Fan Amps:",{"$f":"VLOOKUP('Mini-Con'!A53,DATA!B2:AC192,27,FALSE)","v":{"$error":"#N/A"}},null,"Cond. Fan FLA",{"$f":"VLOOKUP(G7,DATA!B2:P192,15,FALSE)","v":{"$error":"#N/A"}},null,null,null,null,7,{"$error":"#REF!"},"ED-17",7,"ED20-230/1",null,null,"ED-11","ED-12",1,30,30,null,1,30]
[null,null,"# Heater Contactors:",{"$f":"VLOOKUP(D6,T3:Y21,2,FALSE)","v":{"$error":"#N/A"}},null,"Max. Evap. Fan Amps",{"$f":"VLOOKUP(G7,DATA!B2:AB192,27,FALSE)","v":{"$error":"#N/A"}},null,null,null,null,8,{"$error":"#REF!"},"ED-11",8,"ED23-230/1",null,null,"ED-12","ED-210",0,30,30,null,0,30]
[null,null,"# Fan Contactors:",{"$f":"VLOOKUP(D6,T3:Y21,6,FALSE)","v":{"$error":"#N/A"}},null,null,null,null,null,null,null,9,{"$error":"#REF!"},"ED-12",9,"ED30-230/1",null,null,"ED-211","ED-213",1,48,{"$f":"U12*V12","v":48},null,0,50]
[null,null,null,null,null,null,null,null,null,null,null,10,{"$error":"#REF!"},"ED-211",10,"ED33-230/1",null,null,"ED-213","ED-20",0,30,30,2,0,15]
[null,null,null,null,null,null,null,null,null,null,null,11,{"$error":"#REF!"},"ED-213",11,"ED35-230/1",null,null,"ED-21","ED-22",2,15,{"$f":"U14*V14","v":30},2,1,15]
[null,null,null,"MCA Calc","MOPD Calc",null,null,null,null,null,null,12,{"$error":"#REF!"},"ED-21",null,null,null,null,"ED-22","ED-23",2,25,50,2,0,25]
[null,null,"Cond.",{"$f":"(G9*1.25)+G10+G11+1","v":{"$error":"#N/A"}},{"$f":"VLOOKUP(F16,M28:N41,2,TRUE)","v":{"$error":"#N/A"}},{"$f":"(G9*2.25)+G10+G11+1","v":{"$error":"#N/A"}},"cond values would be from tables",null,null,null,null,13,{"$error":"#REF!"},"ED-22",null,null,null,null,"ED-23","ED-30",0,30,30,3,0,10]
[null,null,"Defrost",{"$f":"D9*1.25","v":{"$error":"#REF!"}},{"$f":"VLOOKUP(D17,M28:N41,2,TRUE)","v":{"$error":"#REF!"}},null,"calculated based on kit",null,null,null,null,14,{"$error":"#REF!"},"ED-23",null,"208-230/1/60",2,"D","ED-24","ED-32",3,10,{"$f":"U17*V17","v":30},3,1,10]
[null,null,null,null,null,null,null,null,null,null,null,15,{"$error":"#REF!"},"ED-24",null,"208-230/3/60",3,"E",null,"ED-33",3,16,48,3,0,16]
[null,null,null,null,null,null,null,null,null,null,null,null,null,null,null,"460/3/60",4,"G",null,"ED-34",3,16,48,3,1,16]
[null,null,null,null,null,null,null,null,null,null,null,null,{"$f":"'Mini-Con'!#REF!","v":{"$error":"#REF!"}},null,null,null,null,null,null,"ED-35",3,33,99,3,0,30]
[null,null,null,"Unit MCA","Unit MOPD",null,null,null,null,null,null,null,null,null,null,"col:",{"$f":"VLOOKUP(D4,P17:Q19,2,FALSE)","v":{"$error":"#N/A"}},null,null,"ED-211",1,30,30,0,0,30]
[null,null,"Unit",{"$f":"MAX(D16:D17)","v":{"$error":"#N/A"}},{"$f":"MAX(E16:E17)","v":{"$error":"#N/A"}},null,"select higher of each value above",null,null,null,null,null,null,null,null,"voltage code",{"$f":"VLOOKUP(D4,P17:R19,3,FALSE)","v":{"$error":"#N/A"}},null,null,"ED-21",2,15,30,2,0,15]
[null,null,null,null,null,null,null,null,null,null,null,null,null,null,null,"Unit look up:",{"$f":"D3&Q22","v":{"$error":"#N/A"}},null,null,"ED-24",2,25,50,2,1,25]
[]
[]
[null,null,null,null,null,null,null,null,null,null,null,null,null,null,null,null,null,null,null,"cabinet size check on larger multicontactor kits"]
[null,null,null,null,null,null,null,null,null,null,null,null,"Mopd Calc","heat mopd"]
[null,null,null,null,null,null,null,null,null,null,null,null,5,15]
[null,null,null,null,null,null,null,null,null,null,null,null,10.01,20]
[null,null,null,null,null,null,null,null,null,null,null,null,15.01,20,null,null,null,null,null,"Model Number ","LOOKUP","Default Defrost Kit Number"]
[null,null,null,null,null,null,null,null,null,null,null,null,20.010000000000002,25,null,null,null,null,null,"BH100L44DA",{"$f":"LEFT(T31,LEN(T31)-1)","v":"BH100L44D"},"ED5-230/1"]
[null,null,null,null,null,null,null,null,null,null,null,null,25.01,30,null,null,null,null,null,"BH150L44DA","BH150L44D","ED5-230/1"]
[null,null,null,null,null,null,null,null,null,null,null,null,30.01,35,null,null,null,null,null,"BH200L44DA","BH200L44D","ED7-230/1"]
[null,null,null,null,null,null,null,null,null,null,null,null,35.01,40,null,null,null,null,null,"BH300L44DA","BH300L44D","ED7-230/1"]
[null,null,null,null,null,null,null,null,null,null,null,null,40.01,45,null,null,null,null,null,"BO100L4SDB","BO100L4SD","ED5-230/1"]
[null,null,null,null,null,null,null,null,null,null,null,null,45.01,50,null,null,null,null,null,"BO130L4SDB","BO130L4SD","ED5-230/1"]
[null,null,null,null,null,null,null,null,null,null,null,null,50.01,60,null,null,null,null,null,"BO160L4SDB","BO160L4SD","ED5-230/1"]
[null,null,null,null,null,null,null,null,null,null,null,null,60.01,70,null,null,null,null,null,"BO230L4SDA","BO230L4SD","ED7-230/1"]
[null,null,null,null,null,null,null,null,null,null,null,null,70.010000000000005,80,null,null,null,null,null,"BO250L4SDA","BO250L4SD","ED7-230/1"]
[null,null,null,null,null,null,null,null,null,null,null,null,80.010000000000005,90,null,null,null,null,null,"BO300L4SDA","BO300L4SD","ED7-230/1"]
[null,null,null,null,null,null,null,null,null,null,null,null,90.01,100,null,null,null,null,null,"BO350L4SDA","BO350L4SD","ED10-230/1"]
[null,null,null,null,null,null,null,null,null,null,null,null,null,null,null,null,null,null,null,"BO400L4SDB","BO400L4SD","ED10-230/1"]
[null,null,null,null,null,null,null,null,null,null,null,null,null,null,null,null,null,null,null,"BO500L4SDB","BO500L4SD","ED10-230/1"]
[null,null,null,null,null,null,null,null,null,null,null,null,null,null,null,null,null,null,null,"FH100L44DA","FH100L44D","ED5-230/1"]
[null,null,null,null,null,null,null,null,null,null,null,null,null,null,null,null,null,null,null,"FH150L44DA","FH150L44D","ED5-230/1"]
[null,null,null,null,null,null,null,null,null,null,null,null,null,null,null,null,null,null,null,"FH200L44DA","FH200L44D","ED7-230/1"]
[null,null,null,null,null,null,null,null,null,null,null,null,null,null,null,null,null,null,null,"FH300L44DA","FH300L44D","ED7-230/1"]
[null,null,null,null,null,null,null,null,null,null,null,null,null,null,null,null,null,null,null,"FO100L4SDA","FO100L4SD","ED5-230/1"]
[null,null,null,null,null,null,null,null,null,null,null,null,null,null,null,null,null,null,null,"FO130L4SDA","FO130L4SD","ED5-230/1"]
[null,null,null,null,null,null,null,null,null,null,null,null,null,null,null,null,null,null,null,"FO160L4SDA","FO160L4SD","ED5-230/1"]
[null,null,null,null,null,null,null,null,null,null,null,null,null,null,null,null,null,null,null,"FO230L4SDA","FO230L4SD","ED7-230/1"]
[null,null,null,null,null,null,null,null,null,null,null,null,null,null,null,null,null,null,null,"FO250L4SDA","FO250L4SD","ED7-230/1"]
[null,null,null,null,null,null,null,null,null,null,null,null,null,null,null,null,null,null,null,"FO300L4SDA","FO300L4SD","ED7-230/1"]
[null,null,null,null,null,null,null,null,null,null,null,null,null,null,null,null,null,null,null,"FO350L4SDA","FO350L4SD","ED10-230/1"]
[null,null,null,null,null,null,null,null,null,null,null,null,null,null,null,null,null,null,null,"FO400L4SDA","FO400L4SD","ED10-230/1"]
[null,null,null,null,null,null,null,null,null,null,null,null,null,null,null,null,null,null,null,"FO500L4SDA","FO500L4SD","ED10-230/1"]
[null,null,null,null,null,null,null,null,null,null,null,null,null,null,null,null,null,null,null,"BH100L44EA","BH100L44E","ED5-230/1"]
[null,null,null,null,null,null,null,null,null,null,null,null,null,null,null,null,null,null,null,"BH150L44EA","BH150L44E","ED5-230/1"]
[null,null,null,null,null,null,null,null,null,null,null,null,null,null,null,null,null,null,null,"BH200L44EA","BH200L44E","ED5-230/1"]
[null,null,null,null,null,null,null,null,null,null,null,null,null,null,null,null,null,null,null,"BH300L44EA","BH300L44E","ED7-230/1"]
[null,null,null,null,null,null,null,null,null,null,null,null,null,null,null,null,null,null,null,"BO100L4SEB","BO100L4SE","ED5-230/1"]
[null,null,null,null,null,null,null,null,null,null,null,null,null,null,null,null,null,null,null,"BO130L4SEB","BO130L4SE","ED5-230/1"]
[null,null,null,null,null,null,null,null,null,null,null,null,null,null,null,null,null,null,null,"BO160L4SEB",{"$f":"LEFT(T63,LEN(T63)-1)","v":"BO160L4SE"},"ED5-230/1"]
[null,null,null,null,null,null,null,null,null,null,null,null,null,null,null,null,null,null,null,"BO230L4SEA","BO230L4SE","ED5-230/1"]
[null,null,null,null,null,null,null,null,null,null,null,null,null,null,null,null,null,null,null,"BO250L4SEA","BO250L4SE","ED6-230/1"]
[null,null,null,null,null,null,null,null,null,null,null,null,null,null,null,null,null,null,null,"BO300L4SEA","BO300L4SE","ED6-230/1"]
[null,null,null,null,null,null,null,null,null,null,null,null,null,null,null,null,null,null,null,"BO350L4SEA","BO350L4SE","ED7-230/1"]
[null,null,null,null,null,null,null,null,null,null,null,null,null,null,null,null,null,null,null,"BO400L4SEB","BO400L4SE","ED7-230/1"]
[null,null,null,null,null,null,null,null,null,null,null,null,null,null,null,null,null,null,null,"BO500L4SEB","BO500L4SE","ED11-230/3"]
[null,null,null,null,null,null,null,null,null,null,null,null,null,null,null,null,null,null,null,"BO600L4SEB","BO600L4SE","ED11-230/3"]
[null,null,null,null,null,null,null,null,null,null,null,null,null,null,null,null,null,null,null,"FH100L44EA","FH100L44E","ED5-230/1"]
[null,null,null,null,null,null,null,null,null,null,null,null,null,null,null,null,null,null,null,"FH150L44EA","FH150L44E","ED5-230/1"]
[null,null,null,null,null,null,null,null,null,null,null,null,null,null,null,null,null,null,null,"FH200L44EA","FH200L44E","ED5-230/1"]
[null,null,null,null,null,null,null,null,null,null,null,null,null,null,null,null,null,null,null,"FH300L44EA","FH300L44E","ED7-230/1"]
[null,null,null,null,null,null,null,null,null,null,null,null,null,null,null,null,null,null,null,"FO100L4SEA","FO100L4SE","ED5-230/1"]
[null,null,null,null,null,null,null,null,null,null,null,null,null,null,null,null,null,null,null,"FO130L4SEA","FO130L4SE","ED5-230/1"]
[null,null,null,null,null,null,null,null,null,null,null,null,null,null,null,null,null,null,null,"FO160L4SEA","FO160L4SE","ED5-230/1"]
[null,null,null,null,null,null,null,null,null,null,null,null,null,null,null,null,null,null,null,"FO230L4SEA","FO230L4SE","ED5-230/1"]
[null,null,null,null,null,null,null,null,null,null,null,null,null,null,null,null,null,null,null,"FO250L4SEA","FO250L4SE","ED6-230/1"]
[null,null,null,null,null,null,null,null,null,null,null,null,null,null,null,null,null,null,null,"FO300L4SEA","FO300L4SE","ED6-230/1"]
[null,null,null,null,null,null,null,null,null,null,null,null,null,null,null,null,null,null,null,"FO350L4SEA","FO350L4SE","ED7-230/1"]
[null,null,null,null,null,null,null,null,null,null,null,null,null,null,null,null,null,null,null,"FO400L4SEA","FO400L4SE","ED7-230/1"]
[null,null,null,null,null,null,null,null,null,null,null,null,null,null,null,null,null,null,null,"FO500L4SEA","FO500L4SE","ED11-230/3"]
[null,null,null,null,null,null,null,null,null,null,null,null,null,null,null,null,null,null,null,"FO600L4SEA","FO600L4SE","ED11-230/3"]
[null,null,null,null,null,null,null,null,null,null,null,null,null,null,null,null,null,null,null,"BH150L44GA","BH150L44G","ED17-460/3"]
[null,null,null,null,null,null,null,null,null,null,null,null,null,null,null,null,null,null,null,"BH200L44GA","BH200L44G","ED17-460/3"]
[null,null,null,null,null,null,null,null,null,null,null,null,null,null,null,null,null,null,null,"BH300L44GA","BH300L44G","ED17-460/3"]
[null,null,null,null,null,null,null,null,null,null,null,null,null,null,null,null,null,null,null,"BO250L4SGA","BO250L4SG","ED17-460/3"]
[null,null,null,null,null,null,null,null,null,null,null,null,null,null,null,null,null,null,null,"BO300L4SGA","BO300L4SG","ED17-460/3"]
[null,null,null,null,null,null,null,null,null,null,null,null,null,null,null,null,null,null,null,"BO350L4SGA","BO350L4SG","ED17-460/3"]
[null,null,null,null,null,null,null,null,null,null,null,null,null,null,null,null,null,null,null,"BO400L4SGB","BO400L4SG","ED17-460/3"]
[null,null,null,null,null,null,null,null,null,null,null,null,null,null,null,null,null,null,null,"BO500L4SGB","BO500L4SG","ED17-460/3"]
[null,null,null,null,null,null,null,null,null,null,null,null,null,null,null,null,null,null,null,"BO600L4SGB","BO600L4SG","ED17-460/3"]
[null,null,null,null,null,null,null,null,null,null,null,null,null,null,null,null,null,null,null,"FH150L44GA","FH150L44G","ED17-460/3"]
[null,null,null,null,null,null,null,null,null,null,null,null,null,null,null,null,null,null,null,"FH200L44GA",{"$f":"LEFT(T95,LEN(T95)-1)","v":"FH200L44G"},"ED17-460/3"]
[null,null,null,null,null,null,null,null,null,null,null,null,null,null,null,null,null,null,null,"FH300L44GA","FH300L44G","ED17-460/3"]
[null,null,null,null,null,null,null,null,null,null,null,null,null,null,null,null,null,null,null,"FO250L4SGA","FO250L4SG","ED17-460/3"]
[null,null,null,null,null,null,null,null,null,null,null,null,null,null,null,null,null,null,null,"FO300L4SGA","FO300L4SG","ED17-460/3"]
[null,null,null,null,null,null,null,null,null,null,null,null,null,null,null,null,null,null,null,"FO350L4SGA","FO350L4SG","ED17-460/3"]
[null,null,null,null,null,null,null,null,null,null,null,null,null,null,null,null,null,null,null,"FO400L4SGA","FO400L4SG","ED17-460/3"]
[null,null,null,null,null,null,null,null,null,null,null,null,null,null,null,null,null,null,null,"FO500L4SGA","FO500L4SG","ED17-460/3"]
[null,null,null,null,null,null,null,null,null,null,null,null,null,null,null,null,null,null,null,"FO600L4SGA","FO600L4SG","ED17-460/3"]

{"sheet":"DATA","index":4,"n_rows":192,"n_cols":34,"rows_kept":192,"cut":false,"hidden":true,"merged":[]}
["GENERIC MODEL","Model","MODEL FAMILY","FLOODED/NON-FLOODED","COMPRESSOR TYPE","Frame Size","COMPRESSOR ARRANGEMENT","TEMPERATURE RANGE","VOLTAGE","COMPRESSOR MODEL","NUMBER OF COMPRESSORS","COMPRESSOR HP","COMPRESSOR RLA","COMPRESSOR LRA","NUMBER OF CONDENSER FANS","TOTAL CONDENSER FAN FLA","SOUND DATA","LIQUID LINE","SUCTION LINE","APPROX SHIP WEIGHT","PUMP DOWN CAPACITY - STANDARD RECEIVER - 404A","PUMP DOWN CAPACITY - STANDARD RECEIVER - 407C","PUMP DOWN CAPACITY - STANDARD RECEIVER - 448A/449A","PUMP DOWN CAPACITY - OVERSIZED RECEIVER - 404A","PUMP DOWN CAPACITY - OVERSIZED RECEIVER - 407C","PUMP DOWN CAPACITY - OVERSIZED RECEIVER - 448A/449A","AWEF LOOKUP","Max Evap. Fan Amps","Max Defrost Amps","Air MCA","Air MOPD","ELE. MCA","ELE. MOPD","Kit"]
["FO600L4SGA","FO600L4SG","NEXT-GEN MINI-CON"," FLOODED","SCROLL","FM4",null,"LOW","460/3/60","ZF18K4E",null,6,8,75,1,2.5,76,"1/2","1-1/8",383,32.299999999999997,29.4,37.9,null,43.7,39.799999999999997,null,6,15,15,20,19.7,25,"ED-17"]
["FO600L4SEA","FO600L4SE","NEXT-GEN MINI-CON"," FLOODED","SCROLL","FM4",null,"LOW","208-230/3/60","ZF18K4E",null,6,19.600000000000001,156,1,3.1,76,"1/2","1-1/8",383,32.299999999999997,29.4,37.9,null,43.7,39.799999999999997,null,12,30,28.6,45,40.6,60,"ED-11"]
["FO600E4SGA","FO600E4SG","NEXT-GEN MINI-CON"," FLOODED","SCROLL","FM4",null,"EXTENDED MEDIUM","460/3/60","ZS45K4E",null,6,10.3,75,1,2.5,76,"5/8","1-1/8",405,32.299999999999997,29.4,37.9,null,43.7,39.799999999999997,null,6,20,16.3,25,26,30,"ED-18"]
["FO600E4SEA","FO600E4SE","NEXT-GEN MINI-CON"," FLOODED","SCROLL","FM4",null,"EXTENDED MEDIUM","208-230/3/60","ZS45K4E",null,6,21.5,156,1,3.1,76,"5/8","1-1/8",405,32.299999999999997,29.4,37.9,null,43.7,39.799999999999997,null,12,30,30.9,50,42.9,60,"ED-11"]
["FO500L4SGA","FO500L4SG","NEXT-GEN MINI-CON"," FLOODED","SCROLL","FM4",null,"LOW","460/3/60","ZF15K4E",null,5,8,62,1,2.5,74,"1/2","1-1/8",367,32.299999999999997,29.4,37.9,null,43.7,39.799999999999997,null,6,15,15,20,19.7,25,"ED-17"]
["FO500L4SEA","FO500L4SE","NEXT-GEN MINI-CON"," FLOODED","SCROLL","FM4",null,"LOW","208-230/3/60","ZF15K4E",null,5,17,123,1,3.1,74,"1/2","1-1/8",367,32.299999999999997,29.4,37.9,null,43.7,39.799999999999997,null,12,30,25.4,40,38.5,50,"ED-11"]
["FO500L4SDA","FO500L4SD","NEXT-GEN MINI-CON"," FLOODED","SCROLL","FM4",null,"LOW","208-230/1/60","ZF15K4E",null,5,24.7,169,1,3.1,74,"1/2","1-1/8",367,32.299999999999997,29.4,37.9,null,43.7,39.799999999999997,null,12,30,35,50,46,60,"ED-10"]
["FO500E4SGA","FO500E4SG","NEXT-GEN MINI-CON"," FLOODED","SCROLL","FM4",null,"EXTENDED MEDIUM","460/3/60","ZS38K4E",null,5,8.6999999999999993,62,1,2.5,74,"5/8","1-1/8",383,32.299999999999997,29.4,37.9,null,43.7,39.799999999999997,null,6,20,15,20,26,30,"ED-18"]
["FO500E4SEA","FO500E4SE","NEXT-GEN MINI-CON"," FLOODED","SCROLL","FM4",null,"EXTENDED MEDIUM","208-230/3/60","ZS38K4E",null,5,19.2,123,1,3.1,74,"5/8","1-1/8",383,32.299999999999997,29.4,37.9,null,43.7,39.799999999999997,null,12,30,28.1,45,40.1,50,"ED-11"]
["FO500E4SDA","FO500E4SD","NEXT-GEN MINI-CON"," FLOODED","SCROLL","FM4",null,"EXTENDED MEDIUM","208-230/1/60","ZS38K4E",null,5,28.5,169,1,3.1,74,"5/8","1-1/8",383,32.299999999999997,29.4,37.9,null,43.7,39.799999999999997,null,12,30,39.700000000000003,60,51.7,60,"ED-10"]
["FO450E4SGA","FO450E4SG","NEXT-GEN MINI-CON"," FLOODED","SCROLL","FM4",null,"EXTENDED MEDIUM","460/3/60","ZS33KAE",null,4.5,9,52,1,2.5,74,"5/8","1-1/8",375,32.299999999999997,29.4,37.9,null,43.7,39.799999999999997,null,6,20,15,20,26,30,"ED-18"]
["FO450E4SEA","FO450E4SE","NEXT-GEN MINI-CON"," FLOODED","SCROLL","FM4",null,"EXTENDED MEDIUM","208-230/3/60","ZS33KAE",null,4.5,20,114,1,3.1,74,"5/8","1-1/8",375,32.299999999999997,29.4,37.9,null,43.7,39.799999999999997,null,12,30,29.1,45,41.1,60,"ED-11"]
["FO450E4SDA","FO450E4SD","NEXT-GEN MINI-CON"," FLOODED","SCROLL","FM4",null,"EXTENDED MEDIUM","208-230/1/60","ZS33KAE",null,4.5,23,146,1,3.1,74,"5/8","1-1/8",375,32.299999999999997,29.4,37.9,null,43.7,39.799999999999997,null,12,30,32.799999999999997,50,44.8,60,"ED-10"]
["FO400L4SGA","FO400L4SG","NEXT-GEN MINI-CON"," FLOODED","SCROLL","FM4",null,"LOW","460/3/60","ZF13K4E",null,4,6.4,49.5,1,2.5,73,"1/2","1-1/8",352,32.299999999999997,29.4,37.9,null,43.7,39.799999999999997,null,6,15,15,15,19.7,20,"ED-17"]
["FO400L4SEA","FO400L4SE","NEXT-GEN MINI-CON"," FLOODED","SCROLL","FM4",null,"LOW","208-230/3/60","ZF13K4E",null,4,11.9,99,1,3.1,73,"1/2","1-1/8",352,32.299999999999997,29.4,37.9,null,43.7,39.799999999999997,null,12,25,19,30,32.200000000000003,40,"ED-7"]
["FO400L4SDA","FO400L4SD","NEXT-GEN MINI-CON"," FLOODED","SCROLL","FM4",null,"LOW","208-230/1/60","ZF13K4E",null,4,22.4,129,1,3.1,73,"1/2","1-1/8",352,32.299999999999997,29.4,37.9,null,43.7,39.799999999999997,null,12,30,32.1,50,44,60,"ED-10"]
["FO400E4SGA","FO400E4SG","NEXT-GEN MINI-CON"," FLOODED","SCROLL","FM4",null,"EXTENDED MEDIUM","460/3/60","ZS29KAE",null,4,8.4,58,1,2.5,74,"5/8","1-1/8",352,32.299999999999997,29.4,37.9,null,43.7,39.799999999999997,null,6,15,15,20,20,25,"ED-17"]
["FO400E4SEA","FO400E4SE","NEXT-GEN MINI-CON"," FLOODED","SCROLL","FM4",null,"EXTENDED MEDIUM","208-230/3/60","ZS29KAE",null,4,18.399999999999999,114,1,3.1,74,"5/8","1-1/8",352,32.299999999999997,29.4,37.9,null,43.7,39.799999999999997,null,12,30,27.1,45,39.1,50,"ED-11"]
["FO400E4SDA","FO400E4SD","NEXT-GEN MINI-CON"," FLOODED","SCROLL","FM4",null,"EXTENDED MEDIUM","208-230/1/60","ZS29KAE",null,4,23.4,137,1,3.1,74,"5/8","1-1/8",352,32.299999999999997,29.4,37.9,null,43.7,39.799999999999997,null,12,30,33.299999999999997,50,45.3,60,"ED-10"]
["FO350L4SGA","FO350L4SG","NEXT-GEN MINI-CON"," FLOODED","SCROLL","FM3",null,"LOW","460/3/60","ZF11K4E",null,3.5,5.8,44,2,0.8,73,"3/8","7/8",255,15.7,14.3,20.9,null,24.1,22,null,5,15,15,15,19.7,20,"ED-17"]
["FO350L4SEA","FO350L4SE","NEXT-GEN MINI-CON"," FLOODED","SCROLL","FM3",null,"LOW","208-230/3/60","ZF11K4E",null,3.5,10.9,88,2,1,73,"3/8","7/8",255,15.7,14.3,20.9,null,24.1,22,null,10,25,15.6,25,32.200000000000003,35,"ED-7"]
["FO350L4SDA","FO350L4SD","NEXT-GEN MINI-CON"," FLOODED","SCROLL","FM3",null,"LOW","208-230/1/60","ZF11K4E",null,3.5,18.600000000000001,109,2,1,73,"3/8","7/8",255,15.7,14.3,20.9,null,24.1,22,null,10,30,25.3,40,38.5,50,"ED-10"]
["FO350E4SGA","FO350E4SG","NEXT-GEN MINI-CON"," FLOODED","SCROLL","FM4",null,"EXTENDED MEDIUM","460/3/60","ZS26KAE",null,3.5,6.2,48,1,2.5,72,"5/8","1-1/8",325,32.299999999999997,29.4,37.9,null,43.7,39.799999999999997,null,6,15,15,15,19.7,20,"ED-17"]
["FO350E4SEA","FO350E4SE","NEXT-GEN MINI-CON"," FLOODED","SCROLL","FM4",null,"EXTENDED MEDIUM","208-230/3/60","ZS26KAE",null,3.5,13.9,93,1,3.1,72,"5/8","1-1/8",325,32.299999999999997,29.4,37.9,null,43.7,39.799999999999997,null,12,25,21.4,35,33.4,45,"ED-7"]
["FO350E4SDA","FO350E4SD","NEXT-GEN MINI-CON"," FLOODED","SCROLL","FM4",null,"EXTENDED MEDIUM","208-230/1/60","ZS26KAE",null,3.5,21.2,104,1,3.1,72,"5/8","1-1/8",325,32.299999999999997,29.4,37.9,null,43.7,39.799999999999997,null,12,30,30.6,50,42.6,60,"ED-10"]
["FO300L4SGA","FO300L4SG","NEXT-GEN MINI-CON"," FLOODED","SCROLL","FM3",null,"LOW","460/3/60","ZF09K4E",null,3,4.5,39,2,0.8,73,"3/8","7/8",245,15.7,14.3,20.9,null,24.1,22,null,5,15,15,15,19.7,20,"ED-17"]
["FO300L4SEA","FO300L4SE","NEXT-GEN MINI-CON"," FLOODED","SCROLL","FM3",null,"LOW","208-230/3/60","ZF09K4E",null,3,8.6999999999999993,77,2,1,73,"3/8","7/8",245,15.7,14.3,20.9,null,24.1,22,null,10,20,15,20,26,30,"ED-6"]
["FO300L4SDA","FO300L4SD","NEXT-GEN MINI-CON"," FLOODED","SCROLL","FM3",null,"LOW","208-230/1/60","ZF09K4E",null,3,16,88,2,1,73,"3/8","7/8",245,15.7,14.3,20.9,null,24.1,22,null,10,25,22,35,32,45,"ED-7"]
["FO300E4SGA","FO300E4SG","NEXT-GEN MINI-CON"," FLOODED","SCROLL","FM4",null,"EXTENDED MEDIUM","460/3/60","ZS21KAE",null,3,6.2,48,1,2.5,72,"5/8","1-1/8",305,32.299999999999997,29.4,37.9,null,43.7,39.799999999999997,null,6,15,15,15,19.7,20,"ED-17"]
["FO300E4SEA","FO300E4SE","NEXT-GEN MINI-CON"," FLOODED","SCROLL","FM4",null,"EXTENDED MEDIUM","208-230/3/60","ZS21KAE",null,3,13.7,93,1,3.1,72,"5/8","1-1/8",305,32.299999999999997,29.4,37.9,null,43.7,39.799999999999997,null,12,25,21.2,30,33.200000000000003,45,"ED-7"]
["FO300E4SDA","FO300E4SD","NEXT-GEN MINI-CON"," FLOODED","SCROLL","FM4",null,"EXTENDED MEDIUM","208-230/1/60","ZS21KAE",null,3,20.8,112,1,3.1,72,"5/8","1-1/8",305,32.299999999999997,29.4,37.9,null,43.7,39.799999999999997,null,12,30,30.1,50,42.1,60,"ED-10"]
["FO280E4SGA","FO280E4SG","NEXT-GEN MINI-CON","FLOODED","SCROLL","FM4",null,"EXTENDED MEDIUM","208-230/1/60","ZS20KAE",null,2.75,4.9000000000000004,41.6,1,2.5,72,"5/8",1.125,305,28,30.9,32.299999999999997,37.9,43.7,39.799999999999997,null,6,15,15,15,15.6,20,"ED-17"]
["FO280E4SEA","FO280E4SE","NEXT-GEN MINI-CON","FLOODED","SCROLL","FM4",null,"EXTENDED MEDIUM","208-230/3/60","ZS20KAE",null,2.75,10.8,76.900000000000006,1,3.1,72,"5/8",1.125,305,28,30.9,32.299999999999997,37.9,43.7,39.799999999999997,null,12,25,17.600000000000001,25,32.299999999999997,40,"ED-7"]
["FO280E4SDA","FO280E4SD","NEXT-GEN MINI-CON","FLOODED","SCROLL","FM4",null,"EXTENDED MEDIUM","460/3/60","ZS20KAE",null,2.75,17.8,88,1,3.1,72,"5/8",1.125,305,28,30.9,32.299999999999997,37.9,43.7,39.799999999999997,null,12,30,26.4,40,38.5,50,"ED-10"]
["FO250L4SGA","FO250L4SG","NEXT-GEN MINI-CON"," FLOODED","SCROLL","FM3",null,"LOW","460/3/60","ZF08K4E",null,2.5,4.5,31,2,0.8,73,"3/8","7/8",240,15.7,14.3,20.9,null,24.1,22,null,5,15,15,15,19.7,20,"ED-17"]
["FO250L4SEA","FO250L4SE","NEXT-GEN MINI-CON"," FLOODED","SCROLL","FM3",null,"LOW","208-230/3/60","ZF08K4E",null,2.5,8.6999999999999993,63,2,1,73,"3/8","7/8",240,15.7,14.3,20.9,null,24.1,22,null,10,20,15,20,26,30,"ED-6"]
["FO250L4SDA","FO250L4SD","NEXT-GEN MINI-CON"," FLOODED","SCROLL","FM3",null,"LOW","208-230/1/60","ZF08K4E",null,2.5,14.7,73,2,1,73,"3/8","7/8",240,15.7,14.3,20.9,null,24.1,22,null,10,25,20.399999999999999,35,32,45,"ED-7"]
["FO250E4SGA","FO250E4SG","NEXT-GEN MINI-CON"," FLOODED","SCROLL","FM3",null,"EXTENDED MEDIUM","460/3/60","ZS19KAE",null,2.5,5.8,38,2,0.8,72,"1/2","7/8",230,15.7,14.3,20.9,null,24.1,22,null,5,15,15,15,19.7,20,"ED-17"]
["FO250E4SEA","FO250E4SE","NEXT-GEN MINI-CON"," FLOODED","SCROLL","FM3",null,"EXTENDED MEDIUM","208-230/3/60","ZS19KAE",null,2.5,12.3,73,2,1,72,"1/2","7/8",230,15.7,14.3,20.9,null,24.1,22,null,10,25,17.3,25,32.200000000000003,35,"ED-7"]
["FO250E4SDA","FO250E4SD","NEXT-GEN MINI-CON"," FLOODED","SCROLL","FM3",null,"EXTENDED MEDIUM","208-230/1/60","ZS19KAE",null,2.5,16.2,75,2,1,72,"1/2","7/8",230,15.7,14.3,20.9,null,24.1,22,null,10,25,22.2,35,32.200000000000003,45,"ED-7"]
["FO230L4SEA","FO230L4SE","NEXT-GEN MINI-CON"," FLOODED","SCROLL","FM2",null,"LOW","208-230/3/60","ZF07KAE",null,2.2999999999999998,7.7564102564102555,59,2,1,71,"3/8","7/8",230,12.7,11.585712015257469,13.612499999999999,null,15.7,14.304807692307691,null,6,15,15,15,19.7,25,"ED-5"]
["FO230L4SDA","FO230L4SD","NEXT-GEN MINI-CON"," FLOODED","SCROLL","FM2",null,"LOW","208-230/1/60","ZF07KAE",null,2.2999999999999998,12.435897435897434,75,2,1,71,"3/8","7/8",230,12.7,11.585712015257469,13.612499999999999,null,15.7,14.304807692307691,null,6,25,17.5,25,32,35,"ED-7"]
["FO230L4SGA","FO230L4SG","NEXT-GEN MINI-CON"," FLOODED","SCROLL","FM2",null,"LOW","460/3/60","ZF07KAE",null,2.2999999999999998,3.7,28,2,0.8,71,"3/8","7/8",230,11.025,12.7,"h",13.612499999999999,15.7,14.304807692307691,null,3,15,15,15,19.7,20,"ED-17"]
["FO200E4SGA","FO200E4SG","NEXT-GEN MINI-CON"," FLOODED","SCROLL","FM3",null,"EXTENDED MEDIUM","460/3/60","ZS15KAE",null,2,4.8,29,2,0.8,71,"1/2","7/8",215,15.7,14.3,20.9,null,24.1,22,null,5,15,15,15,19.7,20,"ED-17"]
["FO200E4SEA","FO200E4SE","NEXT-GEN MINI-CON"," FLOODED","SCROLL","FM3",null,"EXTENDED MEDIUM","208-230/3/60","ZS15KAE",null,2,9.6,58,2,1,71,"1/2","7/8",215,15.7,14.3,20.9,null,24.1,22,null,10,20,15,20,26,30,"ED-6"]
["FO200E4SDA","FO200E4SD","NEXT-GEN MINI-CON"," FLOODED","SCROLL","FM3",null,"EXTENDED MEDIUM","208-230/1/60","ZS15KAE",null,2,14.1,68,2,1,71,"1/2","7/8",215,15.7,14.3,20.9,null,24.1,22,null,10,25,19.600000000000001,30,32.200000000000003,40,"ED-7"]
["FO180E4SGA","FO180E4SG","NEXT-GEN MINI-CON"," FLOODED","SCROLL","FM2",null,"EXTENDED MEDIUM","460/3/60","ZS13KAE",null,1.8,4.3,29,2,0.8,71,"1/2","7/8",210,12.7,11.6,13.6,null,15.7,14.3,null,3,15,15,15,19.7,20,"ED-17"]
["FO180E4SEA","FO180E4SE","NEXT-GEN MINI-CON"," FLOODED","SCROLL","FM2",null,"EXTENDED MEDIUM","208-230/3/60","ZS13KAE",null,1.8,8.6999999999999993,58,2,1,71,"1/2","7/8",210,12.7,11.6,13.6,null,15.7,14.3,null,6,15,15,20,19.7,25,"ED-5"]
["FO180E4SDA","FO180E4SD","NEXT-GEN MINI-CON"," FLOODED","SCROLL","FM2",null,"EXTENDED MEDIUM","208-230/1/60","ZS13KAE",null,1.8,10.8,56,2,1,71,"1/2","7/8",210,12.7,11.6,13.6,null,15.7,14.3,null,6,20,15.5,25,26,30,"ED-6"]
["FO160L4SEA","FO160L4SE","NEXT-GEN MINI-CON"," FLOODED","SCROLL","FM1",null,"LOW","208-230/3/60","ZF05KAE",null,1.6,6.7307692307692308,59,1,0.5,70,"3/8","5/8",195,6.7,6.1475206611570252,11.025,null,12.7,11.585712015257469,null,4,15,15,15,19.7,20,"ED-5"]
["FO160L4SDA","FO160L4SD","NEXT-GEN MINI-CON"," FLOODED","SCROLL","FM1",null,"LOW","208-230/1/60","ZF05KAE",null,1.6,7.8205128205128194,55,1,0.5,70,"3/8","5/8",195,6.7,6.1475206611570252,11.025,null,12.7,11.585712015257469,null,4,15,15,15,19,25,"ED-5"]
["FO150E4SGA","FO150E4SG","NEXT-GEN MINI-CON"," FLOODED","SCROLL","FM2",null,"EXTENDED MEDIUM","460/3/60","ZS11KAE",null,1.5,3.8,28,2,0.8,71,"1/2","7/8",205,12.7,11.6,13.6,null,15.7,14.3,null,3,15,15,15,19.7,20,"ED-17"]
["FO150E4SEA","FO150E4SE","NEXT-GEN MINI-CON"," FLOODED","SCROLL","FM2",null,"EXTENDED MEDIUM","208-230/3/60","ZS11KAE",null,1.5,9.3000000000000007,58,2,1,71,"1/2","7/8",205,12.7,11.6,13.6,null,15.7,14.3,null,6,15,15,20,19.7,25,"ED-5"]
["FO150E4SDA","FO150E4SD","NEXT-GEN MINI-CON"," FLOODED","SCROLL","FM2",null,"EXTENDED MEDIUM","208-230/1/60","ZS11KAE",null,1.5,11.3,55,2,1,71,"1/2","7/8",205,12.7,11.6,13.6,null,15.7,14.3,null,6,20,16.100000000000001,25,26,30,"ED-6"]
["FO130L4SEA","FO130L4SE","NEXT-GEN MINI-CON"," FLOODED","SCROLL","FM1",null,"LOW","208-230/3/60","ZF04KAE",null,1.3,5.9615384615384617,57,1,0.5,70,"3/8","5/8",195,6.7,6.1475206611570252,11.025,null,12.7,11.585712015257469,null,4,15,15,15,19.7,20,"ED-5"]
["FO130L4SDA","FO130L4SD","NEXT-GEN MINI-CON"," FLOODED","SCROLL","FM1",null,"LOW","208-230/1/60","ZF04KAE",null,1.3,6.6025641025641031,40.299999999999997,1,0.5,70,"3/8","5/8",195,6.7,6.1475206611570252,11.025,null,12.7,11.585712015257469,null,4,15,15,15,19,20,"ED-5"]
["FO130E4SGA","FO130E4SG","NEXT-GEN MINI-CON"," FLOODED","SCROLL","FM1",null,"EXTENDED MEDIUM","460/3/60","ZS09KAE",null,1.3,3.4,28,1,0.4,70,"3/8","5/8",195,6.7,6.1,11,null,12.7,11.6,null,2,15,15,15,19.7,20,"ED-17"]
["FO130E4SEA","FO130E4SE","NEXT-GEN MINI-CON"," FLOODED","SCROLL","FM1",null,"EXTENDED MEDIUM","208-230/3/60","ZS09KAE",null,1.3,7.2,55.4,1,0.5,70,"3/8","5/8",195,6.7,6.1,11,null,12.7,11.6,null,4,15,15,15,19.7,20,"ED-5"]
["FO130E4SDA","FO130E4SD","NEXT-GEN MINI-CON"," FLOODED","SCROLL","FM1",null,"EXTENDED MEDIUM","208-230/1/60","ZS09KAE",null,1.3,9,40.299999999999997,1,0.5,70,"3/8","5/8",195,6.7,6.1,11,null,12.7,11.6,null,4,15,15,20,19.7,25,"ED-5"]
["FO100M4SEA","FO100M4SE","NEXT-GEN MINI-CON"," FLOODED","SCROLL","FM1",null,"MEDIUM","208-230/3/60","ZB08KAE",null,1,3.6,38.9,1,0.5,70,"3/8","5/8",195,6.7,6.1,11,null,12.7,11.6,null,4,15,15,15,19.8,20,"ED-5"]
["FO100M4SDA","FO100M4SD","NEXT-GEN MINI-CON"," FLOODED","SCROLL","FM1",null,"MEDIUM","208-230/1/60","ZB08KAE",null,1,7.2,46.7,1,0.5,70,"3/8","5/8",195,6.7,6.1,11,null,12.7,11.6,null,4,15,15,15,19.7,20,"ED-5"]
["FO100L4SEA","FO100L4SE","NEXT-GEN MINI-CON"," FLOODED","SCROLL","FM1",null,"LOW","208-230/3/60","ZF03KAE",null,1,3.7179487179487176,42.6,1,0.5,70,"3/8","5/8",195,6.7,6.1475206611570252,11.025,null,12.7,11.585712015257469,null,4,15,15,15,19.7,20,"ED-5"]
["FO100L4SDA","FO100L4SD","NEXT-GEN MINI-CON"," FLOODED","SCROLL","FM1",null,"LOW","208-230/1/60","ZF03KAE",null,1,5.7692307692307692,42.6,1,0.5,70,"3/8","5/8",195,6.7,6.1475206611570252,11.025,null,12.7,11.585712015257469,null,4,15,15,15,19,20,"ED-5"]
["FO080M4SEA","FO080M4SE","NEXT-GEN MINI-CON"," FLOODED","SCROLL","FM1",null,"MEDIUM","208-230/3/60","ZB07KAE",null,0.8,3.4,38.9,1,0.5,70,"3/8","5/8",195,6.7,6.1,11,null,12.7,11.6,null,4,15,15,15,19.8,20,"ED-5"]
["FO080M4SDA","FO080M4SD","NEXT-GEN MINI-CON"," FLOODED","SCROLL","FM1",null,"MEDIUM","208-230/1/60","ZB07KAE",null,0.8,5.9,48.9,1,0.5,70,"3/8","5/8",195,6.7,6.1,11,null,12.7,11.6,null,4,15,15,15,19.7,20,"ED-5"]
["FO060M4SEA","FO060M4SE","NEXT-GEN MINI-CON"," FLOODED","SCROLL","FM1",null,"MEDIUM","208-230/3/60","ZB06KAE",null,0.6,3.1,38.9,1,0.5,70,"3/8","5/8",195,6.7,6.1,11,null,12.7,11.6,null,4,15,15,15,19.8,20,"ED-5"]
["FO060M4SDA","FO060M4SD","NEXT-GEN MINI-CON"," FLOODED","SCROLL","FM1",null,"MEDIUM","208-230/1/60","ZB06KAE",null,0.6,5.4,36,1,0.5,70,"3/8","5/8",195,6.7,6.1,11,null,12.7,11.6,null,4,15,15,15,19.7,20,"ED-5"]
["FH325E4SGA","FH325E4SG","NEXT-GEN MINI-CON"," FLOODED","HERMETIC","FM4",null,"EXTENDED MEDIUM","460/3/60","CS20K6E",null,3.25,4.5999999999999996,40,1,2.5,73,0.625,1.125,273,28,"-","-",37.9,"-","-",null,6,15,15,15,19.7,20,"ED-17"]
["FH325E4SEA","FH325E4SE","NEXT-GEN MINI-CON"," FLOODED","HERMETIC","FM4",null,"EXTENDED MEDIUM","208-230/3/60","CS20K6E",null,3.25,10.199999999999999,75,1,3.1,73,0.625,1.125,273,28,"-","-",37.9,"-","-",null,12,25,16.8,25,32.200000000000003,35,"ED-7"]
["FH325E4SDA","FH325E4SD","NEXT-GEN MINI-CON"," FLOODED","HERMETIC","FM4",null,"EXTENDED MEDIUM","208-230/1/60","CS20K6E",null,3.25,16.7,96,1,3.1,73,0.625,1.125,273,28,"-","-",37.9,"-","-",null,12,30,24.9,40,38.5,50,"ED-10"]
["FH300L44GA","FH300L44G","NEXT-GEN MINI-CON"," FLOODED","HERMETIC","FM3",null,"LOW","460/3/60","CF12K6E",null,3,5.9,42,2,0.8,77,"3/8","7/8",255,"–","–",20.9,null,"–","–",null,5,15,15,15,19.7,20,"ED-17"]
["FH300L44EA","FH300L44E","NEXT-GEN MINI-CON"," FLOODED","HERMETIC","FM3",null,"LOW","208-230/3/60","CF12K6E",null,3,11,85,2,1,77,"3/8","7/8",255,"–","–",20.9,null,"–","–",null,10,25,15.8,25,32.200000000000003,35,"ED-7"]
["FH300L44DA","FH300L44D","NEXT-GEN MINI-CON"," FLOODED","HERMETIC","FM3",null,"LOW","208-230/1/60","CF12K6E",null,3,18.399999999999999,105,2,1,77,"3/8","7/8",255,"–","–",20.9,null,"–","–",null,10,25,25,40,35,50,"ED-7"]
["FH300E4SGA","FH300E4SG","NEXT-GEN MINI-CON"," FLOODED","HERMETIC","FM3",null,"EXTENDED MEDIUM","460/3/60","CS18K6E",null,3,4.2,33,2,0.8,73,0.5,0.875,253,13.6,"-","-",20.9,"-","-",null,5,15,15,15,19.7,20,"ED-17"]
["FH300E4SEA","FH300E4SE","NEXT-GEN MINI-CON"," FLOODED","HERMETIC","FM3",null,"EXTENDED MEDIUM","208-230/3/60","CS18K6E",null,3,9.4,65.5,2,1,73,0.5,0.875,253,13.6,"-","-",20.9,"-","-",null,10,20,15,20,26,30,"ED-6"]
["FH300E4SDA","FH300E4SD","NEXT-GEN MINI-CON"," FLOODED","HERMETIC","FM3",null,"EXTENDED MEDIUM","208-230/1/60","CS18K6E",null,3,14.4,82,2,1,73,0.5,0.875,253,13.6,"-","-",20.9,"-","-",null,10,25,20,30,32.200000000000003,40,"ED-7"]
["FH250E4SGA","FH250E4SG","NEXT-GEN MINI-CON"," FLOODED","HERMETIC","FM3",null,"EXTENDED MEDIUM","460/3/60","CS14K6E",null,2.5,4.2,28,2,0.8,72,0.5,0.875,235,13.6,"-","-",20.9,"-","-",null,5,15,15,15,19.7,20,"ED-17"]
["FH250E4SEA","FH250E4SE","NEXT-GEN MINI-CON"," FLOODED","HERMETIC","FM3",null,"EXTENDED MEDIUM","208-230/3/60","CS14K6E",null,2.5,8.1999999999999993,55,2,1,72,0.5,0.875,235,13.6,"-","-",20.9,"-","-",null,10,20,15,20,26,30,"ED-6"]
["FH250E4SDA","FH250E4SD","NEXT-GEN MINI-CON"," FLOODED","HERMETIC","FM3",null,"EXTENDED MEDIUM","208-230/1/60","CS14K6E",null,2.5,11.2,61,2,1,72,0.5,0.875,235,13.6,"-","-",20.9,"-","-",null,10,25,16,25,32.200000000000003,35,"ED-7"]
["FH200L44GA","FH200L44G","NEXT-GEN MINI-CON"," FLOODED","HERMETIC","FM2",null,"LOW","460/3/60","CF09K6E",null,2,4.9000000000000004,35.799999999999997,2,0.8,75,"3/8","7/8",243,11,"–","–",13.6,"–","–",null,3,15,15,15,19.7,20,"ED-17"]
["FH200L44EA","FH200L44E","NEXT-GEN MINI-CON"," FLOODED","HERMETIC","FM2",null,"LOW","208-230/3/60","CF09K6E",null,2,9.1999999999999993,72.2,2,1,75,"3/8","7/8",243,11,"–","–",13.6,"–","–",null,6,15,15,20,19.7,25,"ED-5"]
["FH200L44DA","FH200L44D","NEXT-GEN MINI-CON"," FLOODED","HERMETIC","FM2",null,"LOW","208-230/1/60","CF09K6E",null,2,15,87,2,1,75,"3/8","7/8",243,11,"–","–",13.6,"–","–",null,6,25,20.8,35,32.200000000000003,40,"ED-7"]
["FH200E4SEA","FH200E4SE","NEXT-GEN MINI-CON"," FLOODED","HERMETIC","FM2",null,"EXTENDED MEDIUM","208-230/3/60","CS12K6E",null,2,6.7,51,2,1,72,0.5,0.875,228,11,"-","-",13.6,"-","-",null,6,15,15,15,19.7,20,"ED-5"]
["FH200E4SDA","FH200E4SD","NEXT-GEN MINI-CON"," FLOODED","HERMETIC","FM2",null,"EXTENDED MEDIUM","208-230/1/60","CS12K6E",null,2,9.8000000000000007,56,2,1,72,0.5,0.875,228,11,"-","-",13.6,"-","-",null,6,20,15,20,26,30,"ED-6"]
["FH150L44GA","FH150L44G","NEXT-GEN MINI-CON"," FLOODED","HERMETIC","FM1",null,"LOW","460/3/60","CF06K6E",null,1.5,3.3,25.4,1,0.4,74,"3/8","5/8",195,5.9,"–","–",11,"–","–",null,2,15,15,15,19.7,20,"ED-17"]
["FH150L44EA","FH150L44E","NEXT-GEN MINI-CON"," FLOODED","HERMETIC","FM1",null,"LOW","208-230/3/60","CF06K6E",null,1.5,6.3,52,1,0.5,74,"3/8","5/8",195,5.9,"–","–",11,"–","–",null,4,15,15,15,19.7,20,"ED-5"]
["FH150L44DA","FH150L44D","NEXT-GEN MINI-CON"," FLOODED","HERMETIC","FM1",null,"LOW","208-230/1/60","CF06K6E",null,1.5,10.3,59.2,1,0.5,74,"3/8","5/8",195,5.9,"–","–",11,"–","–",null,4,15,15,20,19.7,25,"ED-5"]
["FH150E4SGA","FH150E4SG","NEXT-GEN MINI-CON"," FLOODED","HERMETIC","FM2",null,"EXTENDED MEDIUM","460/3/60","CS10K6E",null,1.5,3.2,25,2,0.8,72,0.5,0.875,205,11,"-","-",13.6,"-","-",null,3,15,15,15,19.7,20,"ED-17"]
["FH150E4SEA","FH150E4SE","NEXT-GEN MINI-CON"," FLOODED","HERMETIC","FM2",null,"EXTENDED MEDIUM","208-230/3/60","CS10K6E",null,1.5,6.7,51,2,1,72,0.5,0.875,205,11,"-","-",13.6,"-","-",null,6,15,15,15,19.7,20,"ED-5"]
["FH150E4SDA","FH150E4SD","NEXT-GEN MINI-CON"," FLOODED","HERMETIC","FM2",null,"EXTENDED MEDIUM","208-230/1/60","CS10K6E",null,1.5,9.8000000000000007,56,2,1,72,0.5,0.875,205,11,"-","-",13.6,"-","-",null,6,20,15,20,26,30,"ED-6"]
["FH125E4SEB","FH125E4SE","NEXT-GEN MINI-CON"," FLOODED","HERMETIC","FM2",null,"EXTENDED MEDIUM","208-230/3/60","RST97C1E",null,1.25,5.4,36,2,1,72,0.5,0.875,195,11,12.7,11.6,13.6,15.7,14.3,null,6,15,15,15,19.7,20,"ED-5"]
["FH125E4SDB","FH125E4SD","NEXT-GEN MINI-CON"," FLOODED","HERMETIC","FM2",null,"EXTENDED MEDIUM","208-230/1/60","RST97C1E",null,1.25,9,51,2,0.5,72,0.5,0.875,195,11,12.7,11.6,13.6,15.7,14.3,null,4,15,15,20,19.7,25,"ED-5"]
["FH100L44EA","FH100L44E","NEXT-GEN MINI-CON"," FLOODED","HERMETIC","FM1",null,"LOW","208-230/3/60","CF04K6E",null,1,5.7,52,1,0.5,74,"3/8","5/8",195,5.9,"–","–",11,"–","–",null,4,15,15,15,19.7,20,"ED-5"]
["FH100L44DA","FH100L44D","NEXT-GEN MINI-CON"," FLOODED","HERMETIC","FM1",null,"LOW","208-230/1/60","CF04K6E",null,1,8.6,59.2,1,0.5,74,"3/8","5/8",195,5.9,"–","–",11,"–","–",null,4,15,15,20,19.7,20,"ED-5"]
["FH100E4SEB","FH100E4SE","NEXT-GEN MINI-CON"," FLOODED","HERMETIC","FM1",null,"EXTENDED MEDIUM","208-230/3/60","RST70C1E",null,1,4.9000000000000004,36,1,0.5,68,"3/8",0.625,167,5.9,6.7,6.1,11,12.7,11.6,null,4,15,15,15,19.7,20,"ED-5"]
["FH100E4SDB","FH100E4SD","NEXT-GEN MINI-CON"," FLOODED","HERMETIC","FM1",null,"EXTENDED MEDIUM","208-230/1/60","RST70C1E",null,1,6.9,46,1,0.5,68,"3/8",0.625,167,5.9,6.7,6.1,11,12.7,11.6,null,4,15,15,15,19.7,20,"ED-5"]
["FH080E4SDB","FH080E4SD","NEXT-GEN MINI-CON"," FLOODED","HERMETIC","FM1",null,"EXTENDED MEDIUM","208-230/1/60","RST55C1E",null,0.8,6.1,33.700000000000003,1,0.5,68,0.375,0.625,156,5.9,6.7,6.1,11,12.7,11.6,null,4,15,15,15,19.7,20,"ED-5"]
["FH055E4SDB","FH055E4SD","NEXT-GEN MINI-CON"," FLOODED","HERMETIC","FM1",null,"EXTENDED MEDIUM","208-230/1/60","RST45C1E",null,0.5,4.5999999999999996,26.5,1,0.5,68,0.375,0.625,152,5.9,6.7,6.1,11,12.7,11.6,null,4,15,15,15,19.7,20,"ED-5"]
["BO600L4SGA","BO600L4SG","NEXT-GEN MINI-CON"," NON-FLOODED","SCROLL","FM4",null,"LOW","460/3/60","ZF18K4E",null,6,8,75,1,2.5,76,"1/2","1-1/8",383,28,32.299999999999997,29.4,37.9,43.7,39.799999999999997,null,6,15,15,20,19.7,25,"ED-17"]
["BO600L4SEA","BO600L4SE","NEXT-GEN MINI-CON"," NON-FLOODED","SCROLL","FM4",null,"LOW","208-230/3/60","ZF18K4E",null,6,19.600000000000001,156,1,3.1,76,"1/2","1-1/8",383,28,32.299999999999997,29.4,37.9,43.7,39.799999999999997,null,12,30,28.6,45,40.6,60,"ED-11"]
["BO600E4SGA","BO600E4SG","NEXT-GEN MINI-CON"," NON-FLOODED","SCROLL","FM4",null,"EXTENDED MEDIUM","460/3/60","ZS45K4E",null,6,10.3,75,1,2.5,76,"5/8","1-1/8",405,28,32.299999999999997,29.4,37.9,43.7,39.799999999999997,null,6,20,16.3,25,26,30,"ED-18"]
["BO600E4SEA","BO600E4SE","NEXT-GEN MINI-CON"," NON-FLOODED","SCROLL","FM4",null,"EXTENDED MEDIUM","208-230/3/60","ZS45K4E",null,6,21.5,156,1,3.1,76,"5/8","1-1/8",405,28,32.299999999999997,29.4,37.9,43.7,39.799999999999997,null,12,30,30.9,50,42.9,60,"ED-11"]
["BO500L4SGA","BO500L4SG","NEXT-GEN MINI-CON"," NON-FLOODED","SCROLL","FM4",null,"LOW","460/3/60","ZF15K4E",null,5,8,62,1,2.5,74,"1/2","1-1/8",367,28,32.299999999999997,29.4,37.9,43.7,39.799999999999997,null,6,15,15,20,19.7,25,"ED-17"]
["BO500L4SEA","BO500L4SE","NEXT-GEN MINI-CON"," NON-FLOODED","SCROLL","FM4",null,"LOW","208-230/3/60","ZF15K4E",null,5,17,123,1,3.1,74,"1/2","1-1/8",367,28,32.299999999999997,29.4,37.9,43.7,39.799999999999997,null,12,30,25.4,40,38.5,50,"ED-11"]
["BO500L4SDA","BO500L4SD","NEXT-GEN MINI-CON"," NON-FLOODED","SCROLL","FM4",null,"LOW","208-230/1/60","ZF15K4E",null,5,24.7,169,1,3.1,74,"1/2","1-1/8",367,28,32.299999999999997,29.4,37.9,43.7,39.799999999999997,null,12,30,30,50,46,60,"ED-10"]
["BO500E4SGA","BO500E4SG","NEXT-GEN MINI-CON"," NON-FLOODED","SCROLL","FM4",null,"EXTENDED MEDIUM","460/3/60","ZS38K4E",null,5,8.6999999999999993,62,1,2.5,74,"5/8","1-1/8",383,28,32.299999999999997,29.4,37.9,43.7,39.799999999999997,null,6,20,15,20,26,30,"ED-18"]
["BO500E4SEA","BO500E4SE","NEXT-GEN MINI-CON"," NON-FLOODED","SCROLL","FM4",null,"EXTENDED MEDIUM","208-230/3/60","ZS38K4E",null,5,19.2,123,1,3.1,74,"5/8","1-1/8",383,28,32.299999999999997,29.4,37.9,43.7,39.799999999999997,null,12,30,28.1,45,40.1,50,"ED-11"]
["BO500E4SDA","BO500E4SD","NEXT-GEN MINI-CON"," NON-FLOODED","SCROLL","FM4",null,"EXTENDED MEDIUM","208-230/1/60","ZS38K4E",null,5,28.5,169,1,3.1,74,"5/8","1-1/8",383,28,32.299999999999997,29.4,37.9,43.7,39.799999999999997,null,12,30,39.700000000000003,60,51.7,60,"ED-10"]
["BO450E4SGA","BO450E4SG","NEXT-GEN MINI-CON"," NON-FLOODED","SCROLL","FM4",null,"EXTENDED MEDIUM","460/3/60","ZS33KAE",null,4.5,9,52,1,2.5,74,"5/8","1-1/8",375,28,32.299999999999997,29.4,37.9,43.7,39.799999999999997,null,6,20,15,20,26,30,"ED-18"]
["BO450E4SEA","BO450E4SE","NEXT-GEN MINI-CON"," NON-FLOODED","SCROLL","FM4",null,"EXTENDED MEDIUM","208-230/3/60","ZS33KAE",null,4.5,20,114,1,3.1,74,"5/8","1-1/8",375,28,32.299999999999997,29.4,37.9,43.7,39.799999999999997,null,12,30,29.1,45,41.1,60,"ED-11"]
["BO450E4SDA","BO450E4SD","NEXT-GEN MINI-CON"," NON-FLOODED","SCROLL","FM4",null,"EXTENDED MEDIUM","208-230/1/60","ZS33KAE",null,4.5,23,146,1,3.1,74,"5/8","1-1/8",375,28,32.299999999999997,29.4,37.9,43.7,39.799999999999997,null,12,30,32.799999999999997,50,44.8,60,"ED-10"]
["BO400L4SGA","BO400L4SG","NEXT-GEN MINI-CON"," NON-FLOODED","SCROLL","FM4",null,"LOW","460/3/60","ZF13K4E",null,4,6.4,49.5,1,2.5,73,"1/2","1-1/8",352,28,32.299999999999997,29.4,37.9,43.7,39.799999999999997,null,6,15,15,15,19.7,20,"ED-17"]
["BO400L4SEA","BO400L4SE","NEXT-GEN MINI-CON"," NON-FLOODED","SCROLL","FM4",null,"LOW","208-230/3/60","ZF13K4E",null,4,11.9,99,1,3.1,73,"1/2","1-1/8",352,28,32.299999999999997,29.4,37.9,43.7,39.799999999999997,null,12,25,19,30,32.200000000000003,40,"ED-7"]
["BO400L4SDA","BO400L4SD","NEXT-GEN MINI-CON"," NON-FLOODED","SCROLL","FM4",null,"LOW","208-230/1/60","ZF13K4E",null,4,22.4,129,1,3.1,73,"1/2","1-1/8",352,28,32.299999999999997,29.4,37.9,43.7,39.799999999999997,null,12,30,32.1,50,44,60,"ED-10"]
["BO400E4SGA","BO400E4SG","NEXT-GEN MINI-CON"," NON-FLOODED","SCROLL","FM4",null,"EXTENDED MEDIUM","460/3/60","ZS29KAE",null,4,8.4,58,1,2.5,74,"5/8","1-1/8",352,28,32.299999999999997,29.4,37.9,43.7,39.799999999999997,null,6,15,15,20,20,25,"ED-17"]
["BO400E4SEA","BO400E4SE","NEXT-GEN MINI-CON"," NON-FLOODED","SCROLL","FM4",null,"EXTENDED MEDIUM","208-230/3/60","ZS29KAE",null,4,18.399999999999999,114,1,3.1,74,"5/8","1-1/8",352,28,32.299999999999997,29.4,37.9,43.7,39.799999999999997,null,12,30,27.1,45,39.1,50,"ED-11"]
["BO400E4SDA","BO400E4SD","NEXT-GEN MINI-CON"," NON-FLOODED","SCROLL","FM4",null,"EXTENDED MEDIUM","208-230/1/60","ZS29KAE",null,4,23.4,137,1,3.1,74,"5/8","1-1/8",352,28,32.299999999999997,29.4,37.9,43.7,39.799999999999997,null,12,30,33.299999999999997,50,45.3,60,"ED-10"]
["BO350L4SGA","BO350L4SG","NEXT-GEN MINI-CON"," NON-FLOODED","SCROLL","FM3",null,"LOW","460/3/60","ZF11K4E",null,3.5,5.8,44,2,0.8,73,"3/8","7/8",255,13.6,15.7,14.3,20.9,24.1,22,null,5,15,15,15,19.7,20,"ED-17"]
["BO350L4SEA","BO350L4SE","NEXT-GEN MINI-CON"," NON-FLOODED","SCROLL","FM3",null,"LOW","208-230/3/60","ZF11K4E",null,3.5,10.9,88,2,1,73,"3/8","7/8",255,13.6,15.7,14.3,20.9,24.1,22,null,10,25,15.6,25,32.200000000000003,35,"ED-7"]
["BO350L4SDA","BO350L4SD","NEXT-GEN MINI-CON"," NON-FLOODED","SCROLL","FM3",null,"LOW","208-230/1/60","ZF11K4E",null,3.5,18.600000000000001,109,2,1,73,"3/8","7/8",255,13.6,15.7,14.3,20.9,24.1,22,null,10,30,25.3,40,38.5,50,"ED-10"]
["BO350E4SGA","BO350E4SG","NEXT-GEN MINI-CON"," NON-FLOODED","SCROLL","FM4",null,"EXTENDED MEDIUM","460/3/60","ZS26KAE",null,3.5,6.2,48,1,2.5,72,"5/8","1-1/8",325,28,32.299999999999997,29.4,37.9,43.7,39.799999999999997,null,6,15,15,15,19.7,20,"ED-17"]
["BO350E4SEA","BO350E4SE","NEXT-GEN MINI-CON"," NON-FLOODED","SCROLL","FM4",null,"EXTENDED MEDIUM","208-230/3/60","ZS26KAE",null,3.5,13.9,93,1,3.1,72,"5/8","1-1/8",325,28,32.299999999999997,29.4,37.9,43.7,39.799999999999997,null,12,25,21.4,35,33.4,45,"ED-7"]
["BO350E4SDA","BO350E4SD","NEXT-GEN MINI-CON"," NON-FLOODED","SCROLL","FM4",null,"EXTENDED MEDIUM","208-230/1/60","ZS26KAE",null,3.5,21.2,104,1,3.1,72,"5/8","1-1/8",325,28,32.299999999999997,29.4,37.9,43.7,39.799999999999997,null,12,30,30.6,50,42.6,60,"ED-10"]
["BO300L4SGA","BO300L4SG","NEXT-GEN MINI-CON"," NON-FLOODED","SCROLL","FM3",null,"LOW","460/3/60","ZF09K4E",null,3,4.5,39,2,0.8,73,"3/8","7/8",245,13.6,15.7,14.3,20.9,24.1,22,null,5,15,15,15,19.7,20,"ED-17"]
["BO300L4SEA","BO300L4SE","NEXT-GEN MINI-CON"," NON-FLOODED","SCROLL","FM3",null,"LOW","208-230/3/60","ZF09K4E",null,3,8.6999999999999993,77,2,1,73,"3/8","7/8",245,13.6,15.7,14.3,20.9,24.1,22,null,10,20,15,20,26,30,"ED-6"]
["BO300L4SDA","BO300L4SD","NEXT-GEN MINI-CON"," NON-FLOODED","SCROLL","FM3",null,"LOW","208-230/1/60","ZF09K4E",null,3,16,88,2,1,73,"3/8","7/8",245,13.6,15.7,14.3,20.9,24.1,22,null,10,25,22,35,32,45,"ED-7"]
["BO300E4SGA","BO300E4SG","NEXT-GEN MINI-CON"," NON-FLOODED","SCROLL","FM4",null,"EXTENDED MEDIUM","460/3/60","ZS21KAE",null,3,6.2,48,1,2.5,72,"5/8","1-1/8",305,28,32.299999999999997,29.4,37.9,43.7,39.799999999999997,null,6,15,15,15,19.7,20,"ED-17"]
["BO300E4SEA","BO300E4SE","NEXT-GEN MINI-CON"," NON-FLOODED","SCROLL","FM4",null,"EXTENDED MEDIUM","208-230/3/60","ZS21KAE",null,3,13.7,93,1,3.1,72,"5/8","1-1/8",305,28,32.299999999999997,29.4,37.9,43.7,39.799999999999997,null,12,25,21.2,30,33.200000000000003,45,"ED-7"]
["BO300E4SDA","BO300E4SD","NEXT-GEN MINI-CON"," NON-FLOODED","SCROLL","FM4",null,"EXTENDED MEDIUM","208-230/1/60","ZS21KAE",null,3,20.8,112,1,3.1,72,"5/8","1-1/8",305,28,32.299999999999997,29.4,37.9,43.7,39.799999999999997,null,12,30,30.1,50,42.1,60,"ED-10"]
["BO250L4SGA","BO250L4SG","NEXT-GEN MINI-CON"," NON-FLOODED","SCROLL","FM3",null,"LOW","460/3/60","ZF08K4E",null,2.5,4.5,31,2,0.8,73,"3/8","7/8",240,13.6,15.7,14.3,20.9,24.1,22,null,5,15,15,15,19.7,20,"ED-17"]
["BO250L4SEA","BO250L4SE","NEXT-GEN MINI-CON"," NON-FLOODED","SCROLL","FM3",null,"LOW","208-230/3/60","ZF08K4E",null,2.5,8.6999999999999993,63,2,1,73,"3/8","7/8",240,13.6,15.7,14.3,20.9,24.1,22,null,10,20,15,20,26,30,"ED-6"]
["BO250L4SDA","BO250L4SD","NEXT-GEN MINI-CON"," NON-FLOODED","SCROLL","FM3",null,"LOW","208-230/1/60","ZF08K4E",null,2.5,14.7,73,2,1,73,"3/8","7/8",240,13.6,15.7,14.3,20.9,24.1,22,null,10,25,20.399999999999999,35,32,45,"ED-7"]
["BO250E4SGA","BO250E4SG","NEXT-GEN MINI-CON"," NON-FLOODED","SCROLL","FM3",null,"EXTENDED MEDIUM","460/3/60","ZS19KAE",null,2.5,5.8,38,2,0.8,72,"1/2","7/8",230,13.6,15.7,14.3,20.9,24.1,22,null,5,15,15,15,19.7,20,"ED-17"]
["BO250E4SEA","BO250E4SE","NEXT-GEN MINI-CON"," NON-FLOODED","SCROLL","FM3",null,"EXTENDED MEDIUM","208-230/3/60","ZS19KAE",null,2.5,12.3,73,2,1,72,"1/2","7/8",230,13.6,15.7,14.3,20.9,24.1,22,null,10,25,17.3,25,32.200000000000003,35,"ED-7"]
["BO250E4SDA","BO250E4SD","NEXT-GEN MINI-CON"," NON-FLOODED","SCROLL","FM3",null,"EXTENDED MEDIUM","208-230/1/60","ZS19KAE",null,2.5,16.2,75,2,1,72,"1/2","7/8",230,13.6,15.7,14.3,20.9,24.1,22,null,10,25,22.2,35,32.200000000000003,45,"ED-7"]
["BO230L4SGA","BO230L4SG","NEXT-GEN MINI-CON"," NON-FLOODED","SCROLL","h",null,"LOW","460/3/60","ZF07KAE",null,2.2999999999999998,3.7,28,2,0.8,71,"3/8","7/8",230,11.025,12.7,11.585712015257469,13.612499999999999,15.7,14.304807692307691,null,3,15,15,15,19.7,20,"ED-17"]
["BO230L4SEA","BO230L4SE","NEXT-GEN MINI-CON"," NON-FLOODED","SCROLL","FM2",null,"LOW","208-230/3/60","ZF07KAE",null,2.2999999999999998,7.7564102564102555,59,2,1,71,"3/8","7/8",230,11.025,12.7,11.585712015257469,13.612499999999999,15.7,14.304807692307691,null,6,15,15,15,19.7,25,"ED-5"]
["BO230L4SDA","BO230L4SD","NEXT-GEN MINI-CON"," NON-FLOODED","SCROLL","FM2",null,"LOW","208-230/1/60","ZF07KAE",null,2.2999999999999998,12.435897435897434,75,2,1,71,"3/8","7/8",230,11.025,12.7,11.585712015257469,13.612499999999999,15.7,14.304807692307691,null,6,25,17.5,25,32,35,"ED-7"]
["BO200E4SGA","BO200E4SG","NEXT-GEN MINI-CON"," NON-FLOODED","SCROLL","FM3",null,"EXTENDED MEDIUM","460/3/60","ZS15KAE",null,2,4.8,29,2,0.8,71,"1/2","7/8",215,13.6,15.7,14.3,20.9,24.1,22,null,5,15,15,15,19.7,20,"ED-17"]
["BO200E4SEA","BO200E4SE","NEXT-GEN MINI-CON"," NON-FLOODED","SCROLL","FM3",null,"EXTENDED MEDIUM","208-230/3/60","ZS15KAE",null,2,9.6,58,2,1,71,"1/2","7/8",215,13.6,15.7,14.3,20.9,24.1,22,null,10,20,15,20,26,30,"ED-6"]
["BO200E4SDA","BO200E4SD","NEXT-GEN MINI-CON"," NON-FLOODED","SCROLL","FM3",null,"EXTENDED MEDIUM","208-230/1/60","ZS15KAE",null,2,14.1,68,2,1,71,"1/2","7/8",215,13.6,15.7,14.3,20.9,24.1,22,null,10,25,19.600000000000001,30,32.200000000000003,40,"ED-7"]
["BO180E4SGA","BO180E4SG","NEXT-GEN MINI-CON"," NON-FLOODED","SCROLL","FM2",null,"EXTENDED MEDIUM","460/3/60","ZS13KAE",null,1.8,4.3,29,2,0.8,71,"1/2","7/8",210,11,12.7,11.6,13.6,15.7,14.3,null,3,15,15,15,19.7,20,"ED-17"]
["BO180E4SEA","BO180E4SE","NEXT-GEN MINI-CON"," NON-FLOODED","SCROLL","FM2",null,"EXTENDED MEDIUM","208-230/3/60","ZS13KAE",null,1.8,8.6999999999999993,58,2,1,71,"1/2","7/8",210,11,12.7,11.6,13.6,15.7,14.3,null,6,15,15,20,19.7,25,"ED-5"]
["BO180E4SDA","BO180E4SD","NEXT-GEN MINI-CON"," NON-FLOODED","SCROLL","FM2",null,"EXTENDED MEDIUM","208-230/1/60","ZS13KAE",null,1.8,10.8,56,2,1,71,"1/2","7/8",210,11,12.7,11.6,13.6,15.7,14.3,null,6,20,15.5,25,26,30,"ED-6"]
["BO160L4SEA","BO160L4SE","NEXT-GEN MINI-CON"," NON-FLOODED","SCROLL","FM1",null,"LOW","208-230/3/60","ZF05KAE",null,1.6,6.7307692307692308,59,1,0.5,70,"3/8","5/8",195,5.8500000000000005,6.7,6.1475206611570252,11.025,12.7,11.585712015257469,null,4,15,15,15,19.7,20,"ED-5"]
["BO160L4SDA","BO160L4SD","NEXT-GEN MINI-CON"," NON-FLOODED","SCROLL","FM1",null,"LOW","208-230/1/60","ZF05KAE",null,1.6,7.8205128205128194,55,1,0.5,70,"3/8","5/8",195,5.8500000000000005,6.7,6.1475206611570252,11.025,12.7,11.585712015257469,null,4,15,15,15,19,25,"ED-5"]
["BO150E4SGA","BO150E4SG","NEXT-GEN MINI-CON"," NON-FLOODED","SCROLL","FM2",null,"EXTENDED MEDIUM","460/3/60","ZS11KAE",null,1.5,3.8,28,2,0.8,71,"1/2","7/8",205,11,12.7,11.6,13.6,15.7,14.3,null,3,15,15,15,19.7,20,"ED-17"]
["BO150E4SEA","BO150E4SE","NEXT-GEN MINI-CON"," NON-FLOODED","SCROLL","FM2",null,"EXTENDED MEDIUM","208-230/3/60","ZS11KAE",null,1.5,9.3000000000000007,58,2,1,71,"1/2","7/8",205,11,12.7,11.6,13.6,15.7,14.3,null,6,15,15,20,19.7,25,"ED-5"]
["BO150E4SDA","BO150E4SD","NEXT-GEN MINI-CON"," NON-FLOODED","SCROLL","FM2",null,"EXTENDED MEDIUM","208-230/1/60","ZS11KAE",null,1.5,11.3,55,2,1,71,"1/2","7/8",205,11,12.7,11.6,13.6,15.7,14.3,null,6,20,16.100000000000001,25,26,30,"ED-6"]
["BO130L4SEA","BO130L4SE","NEXT-GEN MINI-CON"," NON-FLOODED","SCROLL","FM1",null,"LOW","208-230/3/60","ZF04KAE",null,1.3,5.9615384615384617,57,1,0.5,70,"3/8","5/8",195,5.8500000000000005,6.7,6.1475206611570252,11.025,12.7,11.585712015257469,null,4,15,15,15,19.7,20,"ED-5"]
["BO130L4SDA","BO130L4SD","NEXT-GEN MINI-CON"," NON-FLOODED","SCROLL","FM1",null,"LOW","208-230/1/60","ZF04KAE",null,1.3,6.6025641025641031,40.299999999999997,1,0.5,70,"3/8","5/8",195,5.8500000000000005,6.7,6.1475206611570252,11.025,12.7,11.585712015257469,null,4,15,15,15,19,20,"ED-5"]
["BO130E4SEA","BO130E4SE","NEXT-GEN MINI-CON"," NON-FLOODED","SCROLL","FM1",null,"EXTENDED MEDIUM","208-230/3/60","ZS09KAE",null,1.3,7.2,55.4,1,0.5,70,"3/8","5/8",195,5.9,6.7,6.1,11,12.7,11.6,null,4,15,15,15,19.7,20,"ED-5"]
["BO130E4SDA","BO130E4SD","NEXT-GEN MINI-CON"," NON-FLOODED","SCROLL","FM1",null,"EXTENDED MEDIUM","208-230/1/60","ZS09KAE",null,1.3,9,40.299999999999997,1,0.5,70,"3/8","5/8",195,5.9,6.7,6.1,11,12.7,11.6,null,4,15,15,20,19.7,25,"ED-5"]
["BO100M4SEA","BO100M4SE","NEXT-GEN MINI-CON"," NON-FLOODED","SCROLL","FM1",null,"MEDIUM","208-230/3/60","ZB08KAE",null,1,3.6,38.9,1,0.5,70,"3/8","5/8",195,5.9,6.7,6.1,11,12.7,11.6,null,4,15,15,15,19.8,20,"ED-5"]
["BO100M4SDA","BO100M4SD","NEXT-GEN MINI-CON"," NON-FLOODED","SCROLL","FM1",null,"MEDIUM","208-230/1/60","ZB08KAE",null,1,7.2,46.7,1,0.5,70,"3/8","5/8",195,5.9,6.7,6.1,11,12.7,11.6,null,4,15,15,15,19.7,20,"ED-6"]
["BO100L4SEA","BO100L4SE","NEXT-GEN MINI-CON"," NON-FLOODED","SCROLL","FM1",null,"LOW","208-230/3/60","ZF03KAE",null,1,3.7179487179487176,42.6,1,0.5,70,"3/8","5/8",195,5.8500000000000005,6.7,6.1475206611570252,11.025,12.7,11.585712015257469,null,4,15,15,15,19.7,20,"ED-5"]
["BO100L4SDA","BO100L4SD","NEXT-GEN MINI-CON"," NON-FLOODED","SCROLL","FM1",null,"LOW","208-230/1/60","ZF03KAE",null,1,5.7692307692307692,42.6,1,0.5,70,"3/8","5/8",195,5.8500000000000005,6.7,6.1475206611570252,11.025,12.7,11.585712015257469,null,4,15,15,15,19,20,"ED-5"]
["BO080M4SEA","BO080M4SE","NEXT-GEN MINI-CON"," NON-FLOODED","SCROLL","FM1",null,"MEDIUM","208-230/3/60","ZB07KAE",null,0.8,3.4,38.9,1,0.5,70,"3/8","5/8",195,5.9,6.7,6.1,11,12.7,11.6,null,4,15,15,15,19.8,20,"ED-5"]
["BO080M4SDA","BO080M4SD","NEXT-GEN MINI-CON"," NON-FLOODED","SCROLL","FM1",null,"MEDIUM","208-230/1/60","ZB07KAE",null,0.8,5.9,48.9,1,0.5,70,"3/8","5/8",195,5.9,6.7,6.1,11,12.7,11.6,null,4,15,15,15,19.7,20,"ED-6"]
["BO060M4SEA","BO060M4SE","NEXT-GEN MINI-CON"," NON-FLOODED","SCROLL","FM1",null,"MEDIUM","208-230/3/60","ZB06KAE",null,0.6,3.1,38.9,1,0.5,70,"3/8","5/8",195,5.9,6.7,6.1,11,12.7,11.6,null,4,15,15,15,19.8,20,"ED-5"]
["BO060M4SDA","BO060M4SD","NEXT-GEN MINI-CON"," NON-FLOODED","SCROLL","FM1",null,"MEDIUM","208-230/1/60","ZB06KAE",null,0.6,5.4,36,1,0.5,70,"3/8","5/8",195,5.9,6.7,6.1,11,12.7,11.6,null,4,15,15,15,19.7,20,"ED-5"]
["BH325E4SGB","BH325E4SG","NEXT-GEN MINI-CON"," NON-FLOODED","HERMETIC","FM4",null,"EXTENDED MEDIUM","460/3/60","CS20K6E",null,3.25,4.5999999999999996,40,1,2.5,73,0.625,1.125,273,28,"-","-",37.9,"-","-",null,6,15,15,15,19.7,20,"ED-17"]
["BH325E4SEB","BH325E4SE","NEXT-GEN MINI-CON"," NON-FLOODED","HERMETIC","FM4",null,"EXTENDED MEDIUM","208-230/3/60","CS20K6E",null,3.25,10.199999999999999,75,1,3.1,73,0.625,1.125,273,28,"-","-",37.9,"-","-",null,12,25,16.8,25,32.200000000000003,35,"ED-7"]
["BH325E4SDB","BH325E4SD","NEXT-GEN MINI-CON"," NON-FLOODED","HERMETIC","FM4",null,"EXTENDED MEDIUM","208-230/1/60","CS20K6E",null,3.25,16.7,96,1,3.1,73,0.625,1.125,273,28,"-","-",37.9,"-","-",null,12,30,24.9,40,38.5,50,"ED-10"]
["BH300L44GA","BH300L44G","NEXT-GEN MINI-CON"," NON-FLOODED","HERMETIC","FM3",null,"LOW","460/3/60","CF12K6E",null,3,5.9,42,2,0.8,77,"3/8","7/8",255,13.6,"–","–",20.9,"–","–",null,5,15,15,15,19.7,20,"ED-17"]
["BH300L44EA","BH300L44E","NEXT-GEN MINI-CON"," NON-FLOODED","HERMETIC","FM3",null,"LOW","208-230/3/60","CF12K6E",null,3,11,85,2,1,77,"3/8","7/8",255,13.6,"–","–",20.9,"–","–",null,10,25,15.8,25,32.200000000000003,35,"ED-7"]
["BH300L44DA","BH300L44D","NEXT-GEN MINI-CON"," NON-FLOODED","HERMETIC","FM3",null,"LOW","208-230/1/60","CF12K6E",null,3,18.399999999999999,105,2,1,77,"3/8","7/8",255,13.6,"–","–",20.9,"–","–",null,10,25,25,40,35,50,"ED-7"]
["BH300E4SGA","BH300E4SG","NEXT-GEN MINI-CON"," NON-FLOODED","HERMETIC","FM3",null,"EXTENDED MEDIUM","460/3/60","CS18K6E",null,3,4.2,33,2,0.8,73,0.5,0.875,253,13.6,"-","-",20.9,"-","-",null,5,15,15,15,19.7,20,"ED-17"]
["BH300E4SEA","BH300E4SE","NEXT-GEN MINI-CON"," NON-FLOODED","HERMETIC","FM3",null,"EXTENDED MEDIUM","208-230/3/60","CS18K6E",null,3,9.4,65.5,2,1,73,0.5,0.875,253,13.6,"-","-",20.9,"-","-",null,10,20,15,20,26,30,"ED-6"]
["BH300E4SDA","BH300E4SD","NEXT-GEN MINI-CON"," NON-FLOODED","HERMETIC","FM3",null,"EXTENDED MEDIUM","208-230/1/60","CS18K6E",null,3,14.4,82,2,1,73,0.5,0.875,253,13.6,"-","-",20.9,"-","-",null,10,25,20,30,32.200000000000003,40,"ED-7"]
["BH250E4SGA","BH250E4SG","NEXT-GEN MINI-CON"," NON-FLOODED","HERMETIC","FM3",null,"EXTENDED MEDIUM","460/3/60","CS14K6E",null,2.5,4.2,28,2,0.8,72,0.5,0.875,235,13.6,"-","-",20.9,"-","-",null,5,15,15,15,19.7,20,"ED-17"]
["BH250E4SEA","BH250E4SE","NEXT-GEN MINI-CON"," NON-FLOODED","HERMETIC","FM3",null,"EXTENDED MEDIUM","208-230/3/60","CS14K6E",null,2.5,8.1999999999999993,55,2,1,72,0.5,0.875,235,13.6,"-","-",20.9,"-","-",null,10,20,15,20,26,30,"ED-6"]
["BH250E4SDA","BH250E4SD","NEXT-GEN MINI-CON"," NON-FLOODED","HERMETIC","FM3",null,"EXTENDED MEDIUM","208-230/1/60","CS14K6E",null,2.5,11.2,61,2,1,72,0.5,0.875,235,13.6,"-","-",20.9,"-","-",null,10,25,16,25,32.200000000000003,35,"ED-7"]
["BH200L44GA","BH200L44G","NEXT-GEN MINI-CON"," NON-FLOODED","HERMETIC","FM2",null,"LOW","460/3/60","CF09K6E",null,2,4.9000000000000004,35.799999999999997,2,0.8,75,"3/8","7/8",243,"–","–",13.6,null,"–","–",null,3,15,15,15,19.7,20,"ED-17"]
["BH200L44EA","BH200L44E","NEXT-GEN MINI-CON"," NON-FLOODED","HERMETIC","FM2",null,"LOW","208-230/3/60","CF09K6E",null,2,9.1999999999999993,72.2,2,1,75,"3/8","7/8",243,"–","–",13.6,null,"–","–",null,6,15,15,20,19.7,25,"ED-5"]
["BH200L44DA","BH200L44D","NEXT-GEN MINI-CON"," NON-FLOODED","HERMETIC","FM2",null,"LOW","208-230/1/60","CF09K6E",null,2,15,87,2,1,75,"3/8","7/8",243,"–","–",13.6,null,"–","–",null,6,25,20.8,35,32.200000000000003,40,"ED-7"]
["BH200E4SEA","BH200E4SE","NEXT-GEN MINI-CON"," NON-FLOODED","HERMETIC","FM2",null,"EXTENDED MEDIUM","208-230/3/60","CS12K6E",null,2,6.7,51,2,1,72,0.5,0.875,228,"-","-",13.6,null,"-","-",null,6,15,15,15,19.7,20,"ED-5"]
["BH200E4SDA","BH200E4SD","NEXT-GEN MINI-CON"," NON-FLOODED","HERMETIC","FM2",null,"EXTENDED MEDIUM","208-230/1/60","CS12K6E",null,2,9.8000000000000007,56,2,1,72,0.5,0.875,228,"-","-",13.6,null,"-","-",null,6,20,15,20,26,30,"ED-6"]
["BH150L44EA","BH150L44E","NEXT-GEN MINI-CON"," NON-FLOODED","HERMETIC","FM1",null,"LOW","208-230/3/60","CF06K6E",null,1.5,6.3,52,1,0.5,74,"3/8","5/8",195,"–","–",11,null,"–","–",null,4,15,15,15,19.7,20,"ED-5"]
["BH150L44DA","BH150L44D","NEXT-GEN MINI-CON"," NON-FLOODED","HERMETIC","FM1",null,"LOW","208-230/1/60","CF06K6E",null,1.5,10.3,59.2,1,0.5,74,"3/8","5/8",195,"–","–",11,null,"–","–",null,4,15,15,20,19.7,25,"ED-5"]
["BH150E4SGA","BH150E4SG","NEXT-GEN MINI-CON"," NON-FLOODED","HERMETIC","FM2",null,"EXTENDED MEDIUM","460/3/60","CS10K6E",null,1.5,3.2,25,2,0.8,72,0.5,0.875,205,"-","-",13.6,null,"-","-",null,3,15,15,15,19.7,20,"ED-17"]
["BH150E4SEA","BH150E4SE","NEXT-GEN MINI-CON"," NON-FLOODED","HERMETIC","FM2",null,"EXTENDED MEDIUM","208-230/3/60","CS10K6E",null,1.5,6.7,51,2,1,72,0.5,0.875,205,"-","-",13.6,null,"-","-",null,6,15,15,15,19.7,20,"ED-5"]
["BH150E4SDA","BH150E4SD","NEXT-GEN MINI-CON"," NON-FLOODED","HERMETIC","FM2",null,"EXTENDED MEDIUM","208-230/1/60","CS10K6E",null,1.5,9.8000000000000007,56,2,1,72,0.5,0.875,205,"-","-",13.6,null,"-","-",null,6,20,15,20,26,30,"ED-6"]
["BH125E4SEB","BH125E4SE","NEXT-GEN MINI-CON"," NON-FLOODED","HERMETIC","FM2",null,"EXTENDED MEDIUM","208-230/3/60","RST97C1E",null,1.25,5.43,36,2,1,72,0.5,0.875,195,11,12.7,11.6,13.6,15.7,14.3,null,6,15,15,15,19.7,20,"ED-5"]
["BH125E4SDB","BH125E4SD","NEXT-GEN MINI-CON"," NON-FLOODED","HERMETIC","FM2",null,"EXTENDED MEDIUM","208-230/1/60","RST97C1E",null,1.25,9,51,2,0.5,72,0.5,0.875,195,11,12.7,11.6,13.6,15.7,14.3,null,4,15,15,20,19.7,25,"ED-5"]
["BH100L44EA","BH100L44E","NEXT-GEN MINI-CON"," NON-FLOODED","HERMETIC","FM1",null,"LOW","208-230/3/60","CF04K6E",null,1,5.7,52,1,0.5,74,"3/8","5/8",195,"–","–",11,null,"–","–",null,4,15,15,15,19.7,20,"ED-5"]
["BH100L44DA","BH100L44D","NEXT-GEN MINI-CON"," NON-FLOODED","HERMETIC","FM1",null,"LOW","208-230/1/60","CF04K6E",null,1,8.6,59.2,1,0.5,74,"3/8","5/8",195,"–","–",11,null,"–","–",null,4,15,15,20,19.7,20,"ED-5"]
["BH100E4SEB","BH100E4SE","NEXT-GEN MINI-CON"," NON-FLOODED","HERMETIC","FM1",null,"EXTENDED MEDIUM","208-230/3/60","RST70C1E",null,1,4.9000000000000004,36,1,0.5,68,"3/8",0.625,167,6.7,6.1,11,null,12.7,11.6,null,4,15,15,15,19.7,20,"ED-5"]
["BH100E4SDB","BH100E4SD","NEXT-GEN MINI-CON"," NON-FLOODED","HERMETIC","FM1",null,"EXTENDED MEDIUM","208-230/1/60","RST70C1E",null,1,6.9,46,1,0.5,68,"3/8",0.625,167,6.7,6.1,11,null,12.7,11.6,null,4,15,15,15,19.7,20,"ED-5"]
["BH080E4SDB","BH080E4SD","NEXT-GEN MINI-CON"," NON-FLOODED","HERMETIC","FM1",null,"EXTENDED MEDIUM","208-230/1/60","RST55C1E",null,0.8,6.1,33.700000000000003,1,0.5,68,0.375,0.625,156,6.7,6.1,11,null,12.7,11.6,null,4,15,15,15,19.7,20,"ED-5"]
["BH055E4SDB","BH055E4SD","NEXT-GEN MINI-CON"," NON-FLOODED","HERMETIC","FM1",null,"EXTENDED MEDIUM","208-230/1/60","RST45C1E",null,0.5,4.5999999999999996,26.5,1,0.5,68,0.375,0.625,152,6.7,6.1,11,null,12.7,11.6,null,4,15,15,15,19.7,20,"ED-5"]

{"sheet":"AWEF","index":5,"n_rows":49,"n_cols":15,"rows_kept":49,"cut":false,"hidden":true,"merged":[[48,1,48,7],[5,1,13,1],[14,1,28,1],[29,1,29,7],[34,1,37,1],[38,1,47,1]]}
["h",null,"BRAND KEY","R"]
[]
[null,null,"Medium Temperature"]
[]
[null,null,"Model Number","R-404A","R-407A","R-407C","R-448A","R-449A",null,"Model Number","R-404A","R-407A","R-407C","R-448A","R-449A"]
[null,"HERMETIC",{"$f":"$D$1&\"*H055E4S**\"","v":"R*H055E4S**"},"-","-","-",7.6,7.6,null,{"$f":"$D$1&\"*H055E4S**\"","v":"R*H055E4S**"},"-","-","-",7.6,7.6]
[null,null,{"$f":"$D$1&\"*H080E4S**\"","v":"R*H080E4S**"},"-","-","-",7.6,7.6,null,{"$f":"$D$1&\"*H080E4S**\"","v":"R*H080E4S**"},"-","-","-",7.6,7.6]
[null,null,{"$f":"$D$1&\"*H100E4S**\"","v":"R*H100E4S**"},7.6,"-",7.6,7.6,7.6,null,{"$f":"$D$1&\"*H100E4S**\"","v":"R*H100E4S**"},7.6,"-",7.6,7.6,7.6]
[null,null,{"$f":"$D$1&\"*H125E4S**\"","v":"R*H125E4S**"},7.6,"-",7.6,7.6,7.6,null,{"$f":"$D$1&\"*H125E4S**\"","v":"R*H125E4S**"},7.6,"-",7.6,7.6,7.6]
[null,null,{"$f":"$D$1&\"*H150E4S**\"","v":"R*H150E4S**"},7.6,7.6,"-",7.6,7.6,null,{"$f":"$D$1&\"*H150E4S**\"","v":"R*H150E4S**"},7.6,7.6,"-",7.6,7.6]
[null,null,{"$f":"$D$1&\"*H200E4S**\"","v":"R*H200E4S**"},7.6,7.6,"-",7.6,7.6,null,{"$f":"$D$1&\"*H200E4S**\"","v":"R*H200E4S**"},7.6,7.6,"-",7.6,7.6]
[null,null,{"$f":"$D$1&\"*H250E4S**\"","v":"R*H250E4S**"},7.6,7.6,"-",7.6,7.6,null,{"$f":"$D$1&\"*H250E4S**\"","v":"R*H250E4S**"},7.6,7.6,"-",7.6,7.6]
[null,null,{"$f":"$D$1&\"*H300E4S**\"","v":"R*H300E4S**"},7.6,7.6,"-",7.6,7.6,null,{"$f":"$D$1&\"*H300E4S**\"","v":"R*H300E4S**"},7.6,7.6,"-",7.6,7.6]
[null,null,{"$f":"$D$1&\"*H325E4S**\"","v":"R*H325E4S**"},7.6,7.6,"-",7.6,7.6,null,{"$f":"$D$1&\"*H325E4S**\"","v":"R*H325E4S**"},7.6,7.6,"-",7.6,7.6]
[null,"SCROLL",{"$f":"$D$1&\"*O060M4S**\"","v":"R*O060M4S**"},7.6,7.6,7.6,7.6,7.6,null,{"$f":"$D$1&\"*O060M4S**\"","v":"R*O060M4S**"},7.6,7.6,7.6,7.6,7.6]
[null,null,{"$f":"$D$1&\"*O080M4S**\"","v":"R*O080M4S**"},7.6,7.6,7.6,7.6,7.6,null,{"$f":"$D$1&\"*O080M4S**\"","v":"R*O080M4S**"},7.6,7.6,7.6,7.6,7.6]
[null,null,{"$f":"$D$1&\"*O100M4S**\"","v":"R*O100M4S**"},7.6,7.6,7.6,7.6,7.6,null,{"$f":"$D$1&\"*O100M4S**\"","v":"R*O100M4S**"},7.6,7.6,7.6,7.6,7.6]
[null,null,{"$f":"$D$1&\"*O130E4S**\"","v":"R*O130E4S**"},7.6,7.6,7.6,7.6,7.6,null,{"$f":"$D$1&\"*O130E4S**\"","v":"R*O130E4S**"},7.6,7.6,7.6,7.6,7.6]
[null,null,{"$f":"$D$1&\"*O150E4S**\"","v":"R*O150E4S**"},7.6,7.6,7.6,7.6,7.6,null,{"$f":"$D$1&\"*O150E4S**\"","v":"R*O150E4S**"},7.6,7.6,7.6,7.6,7.6]
[null,null,{"$f":"$D$1&\"*O180E4S**\"","v":"R*O180E4S**"},7.6,7.6,7.6,7.6,7.6,null,{"$f":"$D$1&\"*O180E4S**\"","v":"R*O180E4S**"},7.6,7.6,7.6,7.6,7.6]
[null,null,{"$f":"$D$1&\"*O200E4S**\"","v":"R*O200E4S**"},7.6,7.6,7.6,7.6,7.6,null,{"$f":"$D$1&\"*O200E4S**\"","v":"R*O200E4S**"},7.6,7.6,7.6,7.6,7.6]
[null,null,{"$f":"$D$1&\"*O250E4S**\"","v":"R*O250E4S**"},7.6,7.6,7.6,7.6,7.6,null,{"$f":"$D$1&\"*O250E4S**\"","v":"R*O250E4S**"},7.6,7.6,7.6,7.6,7.6]
[null,null,"R*O280E4S**",7.6,7.6,7.6,7.6,7.6,null,"R*O280E4S**",7.6,7.6,7.6,7.6,7.6]
[null,null,{"$f":"$D$1&\"*O300E4S**\"","v":"R*O300E4S**"},7.6,7.6,7.6,7.6,7.6,null,{"$f":"$D$1&\"*O300E4S**\"","v":"R*O300E4S**"},7.6,7.6,7.6,7.6,7.6]
[null,null,{"$f":"$D$1&\"*O350E4S**\"","v":"R*O350E4S**"},7.6,7.6,7.6,7.6,7.6,null,{"$f":"$D$1&\"*O350E4S**\"","v":"R*O350E4S**"},7.6,7.6,7.6,7.6,7.6]
[null,null,{"$f":"$D$1&\"*O400E4S**\"","v":"R*O400E4S**"},7.6,7.6,7.6,7.6,7.6,null,{"$f":"$D$1&\"*O400E4S**\"","v":"R*O400E4S**"},7.6,7.6,7.6,7.6,7.6]
[null,null,{"$f":"$D$1&\"*O450E4S**\"","v":"R*O450E4S**"},7.6,7.6,7.6,7.6,7.6,null,{"$f":"$D$1&\"*O450E4S**\"","v":"R*O450E4S**"},7.6,7.6,7.6,7.6,7.6]
[null,null,{"$f":"$D$1&\"*O500E4S**\"","v":"R*O500E4S**"},7.6,7.6,7.6,7.6,7.6,null,{"$f":"$D$1&\"*O500E4S**\"","v":"R*O500E4S**"},7.6,7.6,7.6,7.6,7.6]
[null,null,{"$f":"$D$1&\"*O600E4S**\"","v":"R*O600E4S**"},7.6,7.6,7.6,7.6,7.6,null,{"$f":"$D$1&\"*O600E4S**\"","v":"R*O600E4S**"},7.6,7.6,7.6,7.6,7.6]
[null,"If model has a numerical value in the table below, the following statement applies:\n“This refrigeration system is designed and certified for use in walk-in cooler applications.”",null,null,null,null,null,null,null,{"$f":"$D$1&\"*H100L44**\"","v":"R*H100L44**"},2.9,"-","-","-","-"]
[null,null,null,"",null,null,null,null,null,{"$f":"$D$1&\"*H150L44**\"","v":"R*H150L44**"},2.99,"-","-","-","-"]
[null,null,"Low Temperature",null,null,null,null,null,null,{"$f":"$D$1&\"*H200L44**\"","v":"R*H200L44**"},3.13,"-","-","-","-"]
[null,null,null,"",null,null,null,null,null,{"$f":"$D$1&\"*H300L44**\"","v":"R*H300L44**"},3.15,"-","-","-","-"]
[null,null,"Model Number","R-404A","R-407A","R-407C","R-448A","R-449A",null,{"$f":"$D$1&\"*O100L4S**\"","v":"R*O100L4S**"},2.89,2.89,2.89,2.89,2.89]
[null,"HERMETIC",{"$f":"$D$1&\"*H100L44**\"","v":"R*H100L44**"},2.9,"-","-","-","-",null,{"$f":"$D$1&\"*O130L4S**\"","v":"R*O130L4S**"},2.94,2.94,2.94,2.94,2.94]
[null,null,{"$f":"$D$1&\"*H150L44**\"","v":"R*H150L44**"},2.99,"-","-","-","-",null,{"$f":"$D$1&\"*O160L4S**\"","v":"R*O160L4S**"},2.98,2.98,2.98,2.98,2.98]
[null,null,{"$f":"$D$1&\"*H200L44**\"","v":"R*H200L44**"},3.13,"-","-","-","-",null,{"$f":"$D$1&\"*O230L4S**\"","v":"R*O230L4S**"},3.14,3.14,3.14,3.14,3.14]
[null,null,{"$f":"$D$1&\"*H300L44**\"","v":"R*H300L44**"},3.15,"-","-","-","-",null,{"$f":"$D$1&\"*O250L4S**\"","v":"R*O250L4S**"},3.15,3.15,3.15,3.15,3.15]
[null,"SCROLL",{"$f":"$D$1&\"*O100L4S**\"","v":"R*O100L4S**"},2.89,2.89,2.89,2.89,2.89,null,{"$f":"$D$1&\"*O300L4S**\"","v":"R*O300L4S**"},3.15,3.15,3.15,3.15,3.15]
[null,null,{"$f":"$D$1&\"*O130L4S**\"","v":"R*O130L4S**"},2.94,2.94,2.94,2.94,2.94,null,{"$f":"$D$1&\"*O350L4S**\"","v":"R*O350L4S**"},3.15,3.15,3.15,3.15,3.15]
[null,null,{"$f":"$D$1&\"*O160L4S**\"","v":"R*O160L4S**"},2.98,2.98,2.98,2.98,2.98,null,{"$f":"$D$1&\"*O400L4S**\"","v":"R*O400L4S**"},3.15,3.15,3.15,3.15,3.15]
[null,null,{"$f":"$D$1&\"*O230L4S**\"","v":"R*O230L4S**"},3.14,3.14,3.14,3.14,3.14,null,{"$f":"$D$1&\"*O500L4S**\"","v":"R*O500L4S**"},3.15,3.15,3.15,3.15,3.15]
[null,null,{"$f":"$D$1&\"*O250L4S**\"","v":"R*O250L4S**"},3.15,3.15,3.15,3.15,3.15,null,{"$f":"$D$1&\"*O600L4S**\"","v":"R*O600L4S**"},3.15,3.15,3.15,3.15,3.15]
[null,null,{"$f":"$D$1&\"*O300L4S**\"","v":"R*O300L4S**"},3.15,3.15,3.15,3.15,3.15]
[null,null,{"$f":"$D$1&\"*O350L4S**\"","v":"R*O350L4S**"},3.15,3.15,3.15,3.15,3.15]
[null,null,{"$f":"$D$1&\"*O400L4S**\"","v":"R*O400L4S**"},3.15,3.15,3.15,3.15,3.15]
[null,null,{"$f":"$D$1&\"*O500L4S**\"","v":"R*O500L4S**"},3.15,3.15,3.15,3.15,3.15]
[null,null,{"$f":"$D$1&\"*O600L4S**\"","v":"R*O600L4S**"},3.15,3.15,3.15,3.15,3.15]
[null,"If model has a numerical value in the table below, the following statement applies:\n“This refrigeration system is designed and certified for use in walk-in freezer applications.”"]

{"sheet":"Specifications","index":6,"n_rows":55,"n_cols":20,"rows_kept":55,"cut":false,"hidden":true,"merged":[[2,14,4,14],[2,15,2,17],[3,16,4,16],[3,17,4,17],[51,0,52,19],[53,0,53,19],[2,18,4,18],[2,19,4,19],[3,0,4,0],[3,1,4,1],[3,2,4,2],[3,3,4,3],[3,4,4,4],[3,5,3,8],[3,9,3,12],[3,15,4,15],[2,0,2,2],[2,3,2,4],[2,5,2,12],[2,13,4,13]]}
["Specifications - All Models"]
[]
["MODEL DATA",null,null,"CONNECTIONS (IN.)",null,"PUMP DOWN CAPACITY",null,null,null,null,null,null,null,"CABINET SIZE††","FAN QTY.","DIMENSIONS (IN.)",null,null,"APPROX. SHIP WT. (LBS.)","SOUND DATA dBA†"]
["MODEL NUMBER","COMP. MODEL","HP","LIQUID^","SUCTION","STANDARD RECEIVER^",null,null,null,"OVERSIZED RECEIVER^",null,null,null,null,null,"D","W","H"]
[null,null,null,null,null,"90% R404A (LBS.)","90% R407A (LBS)","90% R407C (LBS.)","90% R448A, R449A (LBS.)","90% R404A (LBS.)","90% R407A (LBS.)","90% R407C (LBS.)","90% R448A, R449A (LBS.)"]
[]
["Extended Medium Temperature Hermetic"]
["R*H055E4S**","RST45C1E"," 1/2","3/8","5/8","–","–","–",6.1,"–","–","–",11.585712015257469,"FM1",1,"28-1/4","27-7/8","18-3/4",152,68]
["R*H080E4S**","RST55C1E"," 3/4","3/8","5/8","–","–","–",6.1,"–","–","–",11.585712015257469,"FM1",1,"28-1/4","27-7/8","18-3/4",156,68]
["R*H100E4S**","RST70C1E"," 1","3/8","5/8",5.9,"–",6.7,6.1,11,"–",12.70363159567705,11.585712015257469,"FM1",1,"28-1/4","27-7/8","18-3/4",167,68]
["R*H125E4S**","RST97C1E","1-1/4","1/2","7/8",11,"–",12.7,11.6,13.6,"–",15.685096153846153,14.304807692307691,"FM2",2,"28-1/4","39-7/8","18-3/4",195,72]
["R*H150E4S**","CS10K6E","1-1/2","1/2","7/8",11,12.1,"–",11.6,13.6,15,"–",14.3,"FM2",2,"28-1/4","39-7/8","18-3/4",205,72]
["R*H200E4S**","CS12K6E","2","1/2","7/8",11,12.1,"–",11.6,13.6,15,"–",14.3,"FM2",2,"28-1/4","39-7/8","18-3/4",228,72]
["R*H250E4S**","CS14K6E","2-1/2","1/2","7/8",13.6,15,"–",14.3,20.9,23.1,"–",22,"FM3",2,"28-1/4","39-7/8","21-1/4",235,72]
["R*H300E4S**","CS18K6E","3","1/2","7/8",13.6,15,"–",14.3,20.9,23.1,"–",22,"FM3",2,"28-1/4","39-7/8","21-1/4",253,73]
["R*H325E4S**","CS20K6E","3","5/8","1-1/8",28,30.9,"–",29.4,37.9,41.8,"–",39.799999999999997,"FM4",1,"33","43-7/8","35",273,73]
["Low Temperature Hermetic"]
["R*H100L44**","CF04K6E","1","3/8","5/8",5.9,"–","–","–",11,"–","–","–","FM1",1,"28-1/4","27-7/8","18-3/4",195,74]
["R*H150L44**","CF06K6E","1-1/2","3/8","5/8",5.9,"–","–","–",11,"–","–","–","FM1",1,"28-1/4","27-7/8","18-3/4",195,74]
["R*H200L44**","CF09K6E","2","3/8","7/8",11,"–","–","–",13.6,"–","–","–","FM2",2,"28-1/4","39-7/8","18-3/4",243,75]
["R*H300L44**","CF12K6E","3","3/8","7/8",13.6,"–","–","–",20.9,"–","–","–","FM3",2,"28-1/4","39-7/8","21-1/4",255,77]
[]
["Medium/Extended Medium Temperature Scroll"]
["R*O060M4S**","ZB06KAE","1/2","3/8","5/8",5.8500000000000005,6.4469008264462824,6.7,6.1475206611570252,11.025,12.149928480610301,12.7,11.585712015257469,"FM1",1,"28-1/4","27-7/8","18-3/4",195,70]
["R*O080M4S**","ZB07KAE","3/4","3/8","5/8",5.8500000000000005,6.4469008264462824,6.7,6.1475206611570252,11.025,12.149928480610301,12.7,11.585712015257469,"FM1",1,"28-1/4","27-7/8","18-3/4",195,70]
["R*O100M4S**","ZB08KAE",1,"3/8","5/8",5.8500000000000005,6.4469008264462824,6.7,6.1475206611570252,11.025,12.149928480610301,12.7,11.585712015257469,"FM1",1,"28-1/4","27-7/8","18-3/4",195,70]
["R*O130E4S**","ZS09KAE","1","3/8","5/8",5.9,6.4,6.7,6.1,11,12.1,12.7,11.6,"FM1",1,"28-1/4","27-7/8","18-3/4",195,70]
["R*O150E4S**","ZS11KAE","1-1/4","1/2","7/8",11,12.1,12.7,11.6,13.6,15,15.7,14.3,"FM2",2,"28-1/4","39-7/8","h",205,71]
["R*O180E4S**","ZS13KAE","1-1/2","1/2","7/8",11,12.1,12.7,11.6,13.6,15,15.7,14.3,"FM2",2,"28-1/4","39-7/8","18-3/4",210,71]
["R*O200E4S**","ZS15KAE","2","1/2","7/8",13.6,15,15.7,14.3,20.9,23.1,24.1,22,"FM3",2,"28-1/4","39-7/8","21-1/4",215,71]
["R*O250E4S**","ZS19KAE","2-1/2","1/2","7/8",13.6,15,15.7,14.3,20.9,23.1,24.1,22,"FM3",2,"28-1/4","39-7/8","21-1/4",230,72]
["R*O280E4S**","ZS20KAE",2.75,"5/8","1/1/8",28,30.9,32.299999999999997,29.4,37.9,41.8,43.7,39.799999999999997,"FM4",1,"33","43-7/8","35",305,72]
["R*O300E4S**","ZS21KAE","3","5/8","1-1/8",28,30.9,32.299999999999997,29.4,37.9,41.8,43.7,39.799999999999997,"FM4",1,"33","43-7/8","35",305,72]
["R*O350E4S**","ZS26KAE","3-1/2","5/8","1-1/8",28,30.9,32.299999999999997,29.4,37.9,41.8,43.7,39.799999999999997,"FM4",1,"33","43-7/8","35",325,72]
["R*O400E4S**","ZS29KAE","4","5/8","1-1/8",28,30.9,32.299999999999997,29.4,37.9,41.8,43.7,39.799999999999997,"FM4",1,"33","43-7/8","35",352,74]
["R*O450E4S**","ZS33KAE","4-1/2","5/8","1-1/8",28,30.9,32.299999999999997,29.4,37.9,41.8,43.7,39.799999999999997,"FM4",1,"33","43-7/8","35",375,74]
["R*O500E4S**","ZS38K4E","5","5/8","1-1/8",28,30.9,32.299999999999997,29.4,37.9,41.8,43.7,39.799999999999997,"FM4",1,"33","43-7/8","35",383,74]
["R*O600E4S**","ZS45K4E","6","5/8","1-1/8",28,30.9,32.299999999999997,29.4,37.9,41.8,43.7,39.799999999999997,"FM4",1,"33","43-7/8","35",405,76]
["Low Temperature Scroll"]
["R*O100L4S**","ZF03KAE",1,"3/8","5/8",5.8500000000000005,6.4469008264462824,6.7,6.1475206611570252,11.025,12.149928480610301,12.7,11.585712015257469,"FM1",1,"28-1/4","27-7/8","18-3/4",195,70]
["R*O130L4S**","ZF04KAE","1-1/3","3/8","5/8",5.8500000000000005,6.4469008264462824,6.7,6.1475206611570252,11.025,12.149928480610301,12.7,11.585712015257469,"FM1",1,"28-1/4","27-7/8","18-3/4",195,70]
["R*O160L4S**","ZF05KAE","1-1/2","3/8","5/8",5.8500000000000005,6.4469008264462824,6.7,6.1475206611570252,11.025,12.149928480610301,12.7,11.585712015257469,"FM1",1,"28-1/4","27-7/8","18-3/4",195,70]
["R*O230L4S**","ZF07KAE","2-1/3","3/8","7/8",11.025,12.149928480610301,12.7,11.585712015257469,13.612499999999999,15.001442307692308,15.7,14.304807692307691,"FM2",2,"28-1/4","39-7/8","21-1/4",230,71]
["R*O250L4S**","ZF08K4E","2-1/2","3/8","7/8",13.6,15,15.7,14.3,20.9,23.1,24.1,22,"FM3",2,"28-1/4","39-7/8","21-1/4",240,73]
["R*O300L4S**","ZF09K4E","3","3/8","7/8",13.6,15,15.7,14.3,20.9,23.1,24.1,22,"FM3",2,"28-1/4","39-7/8","21-1/4",245,73]
["R*O350L4S**","ZF11K4E","3-1/2","3/8","7/8",13.6,15,15.7,14.3,20.9,23.1,24.1,22,"FM3",2,"28-1/4","39-7/8","21-1/4",255,73]
["R*O400L4S**","ZF13K4E","4","1/2","1-1/8",28,30.9,32.299999999999997,29.4,37.9,41.8,43.7,39.799999999999997,"FM4",1,"33","43-7/8","35",352,73]
["R*O500L4S**","ZF15K4E","5","1/2","1-1/8",28,30.9,32.299999999999997,29.4,37.9,41.8,43.7,39.799999999999997,"FM4",1,"33","43-7/8","35",367,74]
["R*O600L4S**","ZF18K4E","6","1/2","1-1/8",28,30.9,32.299999999999997,29.4,37.9,41.8,43.7,39.799999999999997,"FM4",1,"33","43-7/8","35",383,76]
[]
["*  Each asterisk represents a variable character based upon model, refrigerant, voltage, and vintage ordered. See page 4 for nomenclature."]
["^  Sierra models (RVH/RVO) are critical charge units. They do not require additional refrigerant for winter charge and have no auxiliary receiver tank. Liquid line run is a maximum of 50 feet. Liquid line solenoid must be mounted at case or evaporator."]
[]
["†  Estimated dBA values at 10 feet from the unit. Correction factors: Deduct 6 dBA for 20 to 40 feet, 12 dBA @ 40 to 60 feet. Ratings at the outlet of the discharge air. The actual measurements may vary depending upon installation variables. Environmental factors may have a significant influence on this data."]
["††  See pages 22-24 for associated drawings."]

{"sheet":"Condensing Unit Capacity RAW","index":7,"n_rows":2815,"n_cols":95,"rows_kept":1125,"cut":true,"hidden":true,"merged":[],"bounds":{"rows_first":500,"rows_last":125,"rows_between":500,"halvings":2}}
["Model Family","Model Number","Compressor Type","Refrigerant","Refrigerant Code","Application","Application Code","Ambient","Look-up ID",45,44,43,42,41,40,39,38,37,36,35,34,33,32,31,30,29,28,27,26,25,24,23,22,21,20,19,18,17,16,15,14,13,12,11,10,9,8,7,6,5,4,3,2,1,0,-1,-2,-3,-4,-5,-6,-7,-8,-9,-10,-11,-12,-13,-14,-15,-16,-17,-18,-19,-20,-21,-22,-23,-24,-25,-26,-27,-28,-29,-30,-31,-32,-33,-34,-35,-36,-37,-38,-39,-40]
["MINI-CON","O100L4S","SCROLL","404A",44,"LOW","L",90,"O100L4S-44-L-90",null,null,null,null,null,null,null,null,null,null,null,null,null,null,null,null,null,null,null,null,null,null,null,null,null,null,null,null,null,null,null,null,null,null,null,null,null,null,null,null,null,null,null,null,null,4950,4826,4702,4578,4454,4330,4220,4110,4000,3890,3780,3686,3592,3498,3404,3310,3228,3146,3064,2982,2900,2830,2760,2690,2620,2550,2488,2426,2364,2302,2240,2193,2146,2099,2052,2005,1958,1911,1864,1817,1770]
["MINI-CON","O130L4S","SCROLL","404A",44,"LOW","L",90,"O130L4S-44-L-90",null,null,null,null,null,null,null,null,null,null,null,null,null,null,null,null,null,null,null,null,null,null,null,null,null,null,null,null,null,null,null,null,null,null,null,null,null,null,null,null,null,null,null,null,null,6850,6678,6506,6334,6162,5990,5836,5682,5528,5374,5220,5082,4944,4806,4668,4530,4408,4286,4164,4042,3920,3814,3708,3602,3496,3390,3300,3210,3120,3030,2940,2872,2804,2736,2668,2600,2532,2464,2396,2328,2260]
["MINI-CON","O160L4S","SCROLL","404A",44,"LOW","L",90,"O160L4S-44-L-90",null,null,null,null,null,null,null,null,null,null,null,null,null,null,null,null,null,null,null,null,null,null,null,null,null,null,null,null,null,null,null,null,null,null,null,null,null,null,null,null,null,null,null,null,null,8200,8008,7816,7624,7432,7240,7064,6888,6712,6536,6360,6202,6044,5886,5728,5570,5426,5282,5138,4994,4850,4720,4590,4460,4330,4200,4086,3972,3858,3744,3630,3539,3448,3357,3266,3175,3084,2993,2902,2811,2720]
["MINI-CON","O230L4S","SCROLL","404A",44,"LOW","L",90,"O230L4S-44-L-90",null,null,null,null,null,null,null,null,null,null,null,null,null,null,null,null,null,null,null,null,null,null,null,null,null,null,null,null,null,null,null,null,null,null,null,null,null,null,null,null,null,null,null,null,null,12800,12500,12200,11900,11600,11300,11036,10772,10508,10244,9980,9740,9500,9260,9020,8780,8566,8352,8138,7924,7710,7514,7318,7122,6926,6730,6550,6370,6190,6010,5830,5663,5496,5329,5162,4995,4828,4661,4494,4327,4160]
["MINI-CON","O250L4S","SCROLL","404A",44,"LOW","L",90,"O250L4S-44-L-90",null,null,null,null,null,null,null,null,null,null,null,null,null,null,null,null,null,null,null,null,null,null,null,null,null,null,null,null,null,null,null,null,null,null,null,null,null,null,null,null,null,null,null,null,null,14770,14474,14178,13882,13586,13290,13014,12738,12462,12186,11910,11656,11402,11148,10894,10640,10406,10172,9938,9704,9470,9254,9038,8822,8606,8390,8192,7994,7796,7598,7400,7227,7054,6881,6708,6535,6362,6189,6016,5843,5670]
["MINI-CON","O300L4S","SCROLL","404A",44,"LOW","L",90,"O300L4S-44-L-90",null,null,null,null,null,null,null,null,null,null,null,null,null,null,null,null,null,null,null,null,null,null,null,null,null,null,null,null,null,null,null,null,null,null,null,null,null,null,null,null,null,null,null,null,null,16190,15874,15558,15242,14926,14610,14314,14018,13722,13426,13130,12856,12582,12308,12034,11760,11508,11256,11004,10752,10500,10264,10028,9792,9556,9320,9104,8888,8672,8456,8240,8045,7850,7655,7460,7265,7070,6875,6680,6485,6290]
["MINI-CON","O350L4S","SCROLL","404A",44,"LOW","L",90,"O350L4S-44-L-90",null,null,null,null,null,null,null,null,null,null,null,null,null,null,null,null,null,null,null,null,null,null,null,null,null,null,null,null,null,null,null,null,null,null,null,null,null,null,null,null,null,null,null,null,null,19400,19032,18664,18296,17928,17560,17214,16868,16522,16176,15830,15502,15174,14846,14518,14190,13886,13582,13278,12974,12670,12388,12106,11824,11542,11260,10998,10736,10474,10212,9950,9718,9486,9254,9022,8790,8558,8326,8094,7862,7630]
["MINI-CON","O400L4S","SCROLL","404A",44,"LOW","L",90,"O400L4S-44-L-90",null,null,null,null,null,null,null,null,null,null,null,null,null,null,null,null,null,null,null,null,null,null,null,null,null,null,null,null,null,null,null,null,null,null,null,null,null,null,null,null,null,null,null,null,null,23970,23474,22978,22482,21986,21490,21030,20570,20110,19650,19190,18764,18338,17912,17486,17060,16664,16268,15872,15476,15080,14716,14352,13988,13624,13260,12926,12592,12258,11924,11590,11303,11016,10729,10442,10155,9868,9581,9294,9007,8720]
["MINI-CON","O500L4S","SCROLL","404A",44,"LOW","L",90,"O500L4S-44-L-90",null,null,null,null,null,null,null,null,null,null,null,null,null,null,null,null,null,null,null,null,null,null,null,null,null,null,null,null,null,null,null,null,null,null,null,null,null,null,null,null,null,null,null,null,null,28630,28068,27506,26944,26382,25820,25296,24772,24248,23724,23200,22714,22228,21742,21256,20770,20320,19870,19420,18970,18520,18106,17692,17278,16864,16450,16066,15682,15298,14914,14530,14192,13854,13516,13178,12840,12502,12164,11826,11488,11150]
["MINI-CON","O600L4S","SCROLL","404A",44,"LOW","L",90,"O600L4S-44-L-90",null,null,null,null,null,null,null,null,null,null,null,null,null,null,null,null,null,null,null,null,null,null,null,null,null,null,null,null,null,null,null,null,null,null,null,null,null,null,null,null,null,null,null,null,null,32720,32082,31444,30806,30168,29530,28936,28342,27748,27154,26560,26006,25452,24898,24344,23790,23276,22762,22248,21734,21220,20746,20272,19798,19324,18850,18412,17974,17536,17098,16660,16270,15880,15490,15100,14710,14320,13930,13540,13150,12760]
["MINI-CON","O100L4S","SCROLL","404A",44,"LOW","L",95,"O100L4S-44-L-95",null,null,null,null,null,null,null,null,null,null,null,null,null,null,null,null,null,null,null,null,null,null,null,null,null,null,null,null,null,null,null,null,null,null,null,null,null,null,null,null,null,null,null,null,null,4710,4592,4474,4356,4238,4120,4016,3912,3808,3704,3600,3510,3420,3330,3240,3150,3072,2994,2916,2838,2760,2694,2628,2562,2496,2430,2372,2314,2256,2198,2140,2095,2050,2005,1960,1915,1870,1825,1780,1735,1690]
["MINI-CON","O130L4S","SCROLL","404A",44,"LOW","L",95,"O130L4S-44-L-95",null,null,null,null,null,null,null,null,null,null,null,null,null,null,null,null,null,null,null,null,null,null,null,null,null,null,null,null,null,null,null,null,null,null,null,null,null,null,null,null,null,null,null,null,null,6530,6366,6202,6038,5874,5710,5562,5414,5266,5118,4970,4836,4702,4568,4434,4300,4184,4068,3952,3836,3720,3618,3516,3414,3312,3210,3124,3038,2952,2866,2780,2717,2654,2591,2528,2465,2402,2339,2276,2213,2150]
["MINI-CON","O160L4S","SCROLL","404A",44,"LOW","L",95,"O160L4S-44-L-95",null,null,null,null,null,null,null,null,null,null,null,null,null,null,null,null,null,null,null,null,null,null,null,null,null,null,null,null,null,null,null,null,null,null,null,null,null,null,null,null,null,null,null,null,null,7820,7636,7452,7268,7084,6900,6732,6564,6396,6228,6060,5908,5756,5604,5452,5300,5162,5024,4886,4748,4610,4486,4362,4238,4114,3990,3882,3774,3666,3558,3450,3363,3276,3189,3102,3015,2928,2841,2754,2667,2580]
["MINI-CON","O230L4S","SCROLL","404A",44,"LOW","L",95,"O230L4S-44-L-95",null,null,null,null,null,null,null,null,null,null,null,null,null,null,null,null,null,null,null,null,null,null,null,null,null,null,null,null,null,null,null,null,null,null,null,null,null,null,null,null,null,null,null,null,null,12200,11920,11640,11360,11080,10800,10540,10280,10020,9760,9500,9272,9044,8816,8588,8360,8154,7948,7742,7536,7330,7144,6958,6772,6586,6400,6228,6056,5884,5712,5540,5379,5218,5057,4896,4735,4574,4413,4252,4091,3930]
["MINI-CON","O250L4S","SCROLL","404A",44,"LOW","L",95,"O250L4S-44-L-95",null,null,null,null,null,null,null,null,null,null,null,null,null,null,null,null,null,null,null,null,null,null,null,null,null,null,null,null,null,null,null,null,null,null,null,null,null,null,null,null,null,null,null,null,null,14130,13848,13566,13284,13002,12720,12458,12196,11934,11672,11410,11166,10922,10678,10434,10190,9966,9742,9518,9294,9070,8864,8658,8452,8246,8040,7850,7660,7470,7280,7090,6923,6756,6589,6422,6255,6088,5921,5754,5587,5420]
["MINI-CON","O300L4S","SCROLL","404A",44,"LOW","L",95,"O300L4S-44-L-95",null,null,null,null,null,null,null,null,null,null,null,null,null,null,null,null,null,null,null,null,null,null,null,null,null,null,null,null,null,null,null,null,null,null,null,null,null,null,null,null,null,null,null,null,null,15480,15180,14880,14580,14280,13980,13698,13416,13134,12852,12570,12308,12046,11784,11522,11260,11018,10776,10534,10292,10050,9826,9602,9378,9154,8930,8722,8514,8306,8098,7890,7703,7516,7329,7142,6955,6768,6581,6394,6207,6020]
["MINI-CON","O350L4S","SCROLL","404A",44,"LOW","L",95,"O350L4S-44-L-95",null,null,null,null,null,null,null,null,null,null,null,null,null,null,null,null,null,null,null,null,null,null,null,null,null,null,null,null,null,null,null,null,null,null,null,null,null,null,null,null,null,null,null,null,null,18530,18180,17830,17480,17130,16780,16450,16120,15790,15460,15130,14820,14510,14200,13890,13580,13288,12996,12704,12412,12120,11852,11584,11316,11048,10780,10530,10280,10030,9780,9530,9308,9086,8864,8642,8420,8198,7976,7754,7532,7310]
["MINI-CON","O400L4S","SCROLL","404A",44,"LOW","L",95,"O400L4S-44-L-95",null,null,null,null,null,null,null,null,null,null,null,null,null,null,null,null,null,null,null,null,null,null,null,null,null,null,null,null,null,null,null,null,null,null,null,null,null,null,null,null,null,null,null,null,null,22930,22454,21978,21502,21026,20550,20108,19666,19224,18782,18340,17932,17524,17116,16708,16300,15918,15536,15154,14772,14390,14040,13690,13340,12990,12640,12320,12000,11680,11360,11040,10763,10486,10209,9932,9655,9378,9101,8824,8547,8270]
["MINI-CON","O500L4S","SCROLL","404A",44,"LOW","L",95,"O500L4S-44-L-95",null,null,null,null,null,null,null,null,null,null,null,null,null,null,null,null,null,null,null,null,null,null,null,null,null,null,null,null,null,null,null,null,null,null,null,null,null,null,null,null,null,null,null,null,null,27350,26812,26274,25736,25198,24660,24160,23660,23160,22660,22160,21696,21232,20768,20304,19840,19410,18980,18550,18120,17690,17294,16898,16502,16106,15710,15344,14978,14612,14246,13880,13557,13234,12911,12588,12265,11942,11619,11296,10973,10650]
["MINI-CON","O600L4S","SCROLL","404A",44,"LOW","L",95,"O600L4S-44-L-95",null,null,null,null,null,null,null,null,null,null,null,null,null,null,null,null,null,null,null,null,null,null,null,null,null,null,null,null,null,null,null,null,null,null,null,null,null,null,null,null,null,null,null,null,null,31310,30702,30094,29486,28878,28270,27704,27138,26572,26006,25440,24912,24384,23856,23328,22800,22310,21820,21330,20840,20350,19896,19442,18988,18534,18080,17660,17240,16820,16400,15980,15606,15232,14858,14484,14110,13736,13362,12988,12614,12240]
["MINI-CON","O100L4S","SCROLL","404A",44,"LOW","L",100,"O100L4S-44-L-100",null,null,null,null,null,null,null,null,null,null,null,null,null,null,null,null,null,null,null,null,null,null,null,null,null,null,null,null,null,null,null,null,null,null,null,null,null,null,null,null,null,null,null,null,null,4480,4366,4252,4138,4024,3910,3810,3710,3610,3510,3410,3326,3242,3158,3074,2990,2916,2842,2768,2694,2620,2558,2496,2434,2372,2310,2256,2202,2148,2094,2040,1997,1954,1911,1868,1825,1782,1739,1696,1653,1610]
["MINI-CON","O130L4S","SCROLL","404A",44,"LOW","L",100,"O130L4S-44-L-100",null,null,null,null,null,null,null,null,null,null,null,null,null,null,null,null,null,null,null,null,null,null,null,null,null,null,null,null,null,null,null,null,null,null,null,null,null,null,null,null,null,null,null,null,null,6210,6052,5894,5736,5578,5420,5278,5136,4994,4852,4710,4582,4454,4326,4198,4070,3960,3850,3740,3630,3520,3424,3328,3232,3136,3040,2958,2876,2794,2712,2630,2571,2512,2453,2394,2335,2276,2217,2158,2099,2040]
["MINI-CON","O160L4S","SCROLL","404A",44,"LOW","L",100,"O160L4S-44-L-100",null,null,null,null,null,null,null,null,null,null,null,null,null,null,null,null,null,null,null,null,null,null,null,null,null,null,null,null,null,null,null,null,null,null,null,null,null,null,null,null,null,null,null,null,null,7450,7274,7098,6922,6746,6570,6408,6246,6084,5922,5760,5612,5464,5316,5168,5020,4888,4756,4624,4492,4360,4242,4124,4006,3888,3770,3668,3566,3464,3362,3260,3177,3094,3011,2928,2845,2762,2679,2596,2513,2430]
["MINI-CON","O230L4S","SCROLL","404A",44,"LOW","L",100,"O230L4S-44-L-100",null,null,null,null,null,null,null,null,null,null,null,null,null,null,null,null,null,null,null,null,null,null,null,null,null,null,null,null,null,null,null,null,null,null,null,null,null,null,null,null,null,null,null,null,null,11160,10978,10796,10614,10432,10250,10002,9754,9506,9258,9010,8794,8578,8362,8146,7930,7734,7538,7342,7146,6950,6772,6594,6416,6238,6060,5896,5732,5568,5404,5240,5085,4930,4775,4620,4465,4310,4155,4000,3845,3690]
["MINI-CON","O250L4S","SCROLL","404A",44,"LOW","L",100,"O250L4S-44-L-100",null,null,null,null,null,null,null,null,null,null,null,null,null,null,null,null,null,null,null,null,null,null,null,null,null,null,null,null,null,null,null,null,null,null,null,null,null,null,null,null,null,null,null,null,null,13490,13220,12950,12680,12410,12140,11890,11640,11390,11140,10890,10658,10426,10194,9962,9730,9516,9302,9088,8874,8660,8462,8264,8066,7868,7670,7488,7306,7124,6942,6760,6600,6440,6280,6120,5960,5800,5640,5480,5320,5160]
["MINI-CON","O300L4S","SCROLL","404A",44,"LOW","L",100,"O300L4S-44-L-100",null,null,null,null,null,null,null,null,null,null,null,null,null,null,null,null,null,null,null,null,null,null,null,null,null,null,null,null,null,null,null,null,null,null,null,null,null,null,null,null,null,null,null,null,null,14760,14476,14192,13908,13624,13340,13070,12800,12530,12260,11990,11742,11494,11246,10998,10750,10518,10286,10054,9822,9590,9376,9162,8948,8734,8520,8322,8124,7926,7728,7530,7351,7172,6993,6814,6635,6456,6277,6098,5919,5740]
["MINI-CON","O350L4S","SCROLL","404A",44,"LOW","L",100,"O350L4S-44-L-100",null,null,null,null,null,null,null,null,null,null,null,null,null,null,null,null,null,null,null,null,null,null,null,null,null,null,null,null,null,null,null,null,null,null,null,null,null,null,null,null,null,null,null,null,null,17650,17316,16982,16648,16314,15980,15666,15352,15038,14724,14410,14116,13822,13528,13234,12940,12664,12388,12112,11836,11560,11304,11048,10792,10536,10280,10042,9804,9566,9328,9090,8879,8668,8457,8246,8035,7824,7613,7402,7191,6980]
["MINI-CON","O400L4S","SCROLL","404A",44,"LOW","L",100,"O400L4S-44-L-100",null,null,null,null,null,null,null,null,null,null,null,null,null,null,null,null,null,null,null,null,null,null,null,null,null,null,null,null,null,null,null,null,null,null,null,null,null,null,null,null,null,null,null,null,null,21860,21406,20952,20498,20044,19590,19168,18746,18324,17902,17480,17088,16696,16304,15912,15520,15156,14792,14428,14064,13700,13364,13028,12692,12356,12020,11712,11404,11096,10788,10480,10215,9950,9685,9420,9155,8890,8625,8360,8095,7830]
["MINI-CON","O500L4S","SCROLL","404A",44,"LOW","L",100,"O500L4S-44-L-100",null,null,null,null,null,null,null,null,null,null,null,null,null,null,null,null,null,null,null,null,null,null,null,null,null,null,null,null,null,null,null,null,null,null,null,null,null,null,null,null,null,null,null,null,null,26040,25528,25016,24504,23992,23480,23004,22528,22052,21576,21100,20658,20216,19774,19332,18890,18482,18074,17666,17258,16850,16472,16094,15716,15338,14960,14612,14264,13916,13568,13220,12913,12606,12299,11992,11685,11378,11071,10764,10457,10150]
["MINI-CON","O600L4S","SCROLL","404A",44,"LOW","L",100,"O600L4S-44-L-100",null,null,null,null,null,null,null,null,null,null,null,null,null,null,null,null,null,null,null,null,null,null,null,null,null,null,null,null,null,null,null,null,null,null,null,null,null,null,null,null,null,null,null,null,null,29890,29312,28734,28156,27578,27000,26460,25920,25380,24840,24300,23798,23296,22794,22292,21790,21322,20854,20386,19918,19450,19018,18586,18154,17722,17290,16888,16486,16084,15682,15280,14923,14566,14209,13852,13495,13138,12781,12424,12067,11710]
["MINI-CON","O100L4S","SCROLL","404A",44,"LOW","L",105,"O100L4S-44-L-105",null,null,null,null,null,null,null,null,null,null,null,null,null,null,null,null,null,null,null,null,null,null,null,null,null,null,null,null,null,null,null,null,null,null,null,null,null,null,null,null,null,null,null,null,null,4240,4132,4024,3916,3808,3700,3605,3510,3415,3320,3225,3145,3065,2985,2905,2825,2756,2687,2618,2549,2480,2422,2364,2306,2248,2190,2139,2088,2037,1986,1935,1895,1855,1815,1774,1734,1694,1654,1613,1573,1533]
["MINI-CON","O130L4S","SCROLL","404A",44,"LOW","L",105,"O130L4S-44-L-105",null,null,null,null,null,null,null,null,null,null,null,null,null,null,null,null,null,null,null,null,null,null,null,null,null,null,null,null,null,null,null,null,null,null,null,null,null,null,null,null,null,null,null,null,null,5885,5733,5581,5429,5277,5125,4989,4853,4717,4581,4445,4324,4203,4082,3961,3840,3734,3628,3522,3416,3310,3219,3128,3037,2946,2855,2779,2703,2627,2551,2475,2420,2365,2310,2255,2200,2145,2090,2035,1980,1925]
["MINI-CON","O160L4S","SCROLL","404A",44,"LOW","L",105,"O160L4S-44-L-105",null,null,null,null,null,null,null,null,null,null,null,null,null,null,null,null,null,null,null,null,null,null,null,null,null,null,null,null,null,null,null,null,null,null,null,null,null,null,null,null,null,null,null,null,null,7070,6901,6732,6563,6394,6225,6070,5915,5760,5605,5450,5309,5168,5027,4886,4745,4618,4491,4364,4237,4110,3998,3886,3774,3662,3550,3453,3356,3259,3162,3065,2987,2908,2830,2751,2673,2594,2516,2437,2359,2280]
["MINI-CON","O230L4S","SCROLL","404A",44,"LOW","L",105,"O230L4S-44-L-105",null,null,null,null,null,null,null,null,null,null,null,null,null,null,null,null,null,null,null,null,null,null,null,null,null,null,null,null,null,null,null,null,null,null,null,null,null,null,null,null,null,null,null,null,null,10755,10539,10323,10107,9891,9675,9442,9209,8976,8743,8510,8305,8100,7895,7690,7485,7300,7115,6930,6745,6560,6391,6222,6053,5884,5715,5559,5403,5247,5091,4935,4787,4639,4491,4343,4195,4047,3899,3751,3603,3455]
["MINI-CON","O250L4S","SCROLL","404A",44,"LOW","L",105,"O250L4S-44-L-105",null,null,null,null,null,null,null,null,null,null,null,null,null,null,null,null,null,null,null,null,null,null,null,null,null,null,null,null,null,null,null,null,null,null,null,null,null,null,null,null,null,null,null,null,null,12820,12564,12308,12052,11796,11540,11302,11064,10826,10588,10350,10129,9908,9687,9466,9245,9041,8837,8633,8429,8225,8037,7849,7661,7473,7285,7111,6937,6763,6589,6415,6263,6110,5958,5805,5653,5500,5348,5195,5043,4890]
["MINI-CON","O300L4S","SCROLL","404A",44,"LOW","L",105,"O300L4S-44-L-105",null,null,null,null,null,null,null,null,null,null,null,null,null,null,null,null,null,null,null,null,null,null,null,null,null,null,null,null,null,null,null,null,null,null,null,null,null,null,null,null,null,null,null,null,null,14030,13759,13488,13217,12946,12675,12420,12165,11910,11655,11400,11164,10928,10692,10456,10220,10000,9780,9560,9340,9120,8916,8712,8508,8304,8100,7911,7722,7533,7344,7155,6985,6814,6644,6473,6303,6132,5962,5791,5621,5450]
["MINI-CON","O350L4S","SCROLL","404A",44,"LOW","L",105,"O350L4S-44-L-105",null,null,null,null,null,null,null,null,null,null,null,null,null,null,null,null,null,null,null,null,null,null,null,null,null,null,null,null,null,null,null,null,null,null,null,null,null,null,null,null,null,null,null,null,null,16735,16418,16101,15784,15467,15150,14853,14556,14259,13962,13665,13387,13109,12831,12553,12275,12014,11753,11492,11231,10970,10727,10484,10241,9998,9755,9530,9305,9080,8855,8630,8430,8230,8030,7830,7630,7430,7230,7030,6830,6630]
["MINI-CON","O400L4S","SCROLL","404A",44,"LOW","L",105,"O400L4S-44-L-105",null,null,null,null,null,null,null,null,null,null,null,null,null,null,null,null,null,null,null,null,null,null,null,null,null,null,null,null,null,null,null,null,null,null,null,null,null,null,null,null,null,null,null,null,null,20765,20334,19903,19472,19041,18610,18208,17806,17404,17002,16600,16227,15854,15481,15108,14735,14389,14043,13697,13351,13005,12686,12367,12048,11729,11410,11117,10824,10531,10238,9945,9692,9439,9186,8933,8680,8427,8174,7921,7668,7415]
["MINI-CON","O500L4S","SCROLL","404A",44,"LOW","L",105,"O500L4S-44-L-105",null,null,null,null,null,null,null,null,null,null,null,null,null,null,null,null,null,null,null,null,null,null,null,null,null,null,null,null,null,null,null,null,null,null,null,null,null,null,null,null,null,null,null,null,null,24700,24214,23728,23242,22756,22270,21818,21366,20914,20462,20010,19591,19172,18753,18334,17915,17527,17139,16751,16363,15975,15617,15259,14901,14543,14185,13855,13525,13195,12865,12535,12244,11952,11661,11369,11078,10786,10495,10203,9912,9620]
["MINI-CON","O600L4S","SCROLL","404A",44,"LOW","L",105,"O600L4S-44-L-105",null,null,null,null,null,null,null,null,null,null,null,null,null,null,null,null,null,null,null,null,null,null,null,null,null,null,null,null,null,null,null,null,null,null,null,null,null,null,null,null,null,null,null,null,null,28440,27891,27342,26793,26244,25695,25182,24669,24156,23643,23130,22653,22176,21699,21222,20745,20302,19859,19416,18973,18530,18119,17708,17297,16886,16475,16093,15711,15329,14947,14565,14226,13886,13547,13207,12868,12528,12189,11849,11510,11170]
["MINI-CON","O100L4S","SCROLL","404A",44,"LOW","L",110,"O100L4S-44-L-110",null,null,null,null,null,null,null,null,null,null,null,null,null,null,null,null,null,null,null,null,null,null,null,null,null,null,null,null,null,null,null,null,null,null,null,null,null,null,null,null,null,null,null,null,null,4000,3898,3796,3694,3592,3490,3400,3310,3220,3130,3040,2964,2888,2812,2736,2660,2596,2532,2468,2404,2340,2286,2232,2178,2124,2070,2022,1974,1926,1878,1830,1793,1755,1718,1680,1643,1605,1568,1530,1493,1455]
["MINI-CON","O130L4S","SCROLL","404A",44,"LOW","L",110,"O130L4S-44-L-110",null,null,null,null,null,null,null,null,null,null,null,null,null,null,null,null,null,null,null,null,null,null,null,null,null,null,null,null,null,null,null,null,null,null,null,null,null,null,null,null,null,null,null,null,null,5560,5414,5268,5122,4976,4830,4700,4570,4440,4310,4180,4066,3952,3838,3724,3610,3508,3406,3304,3202,3100,3014,2928,2842,2756,2670,2600,2530,2460,2390,2320,2269,2218,2167,2116,2065,2014,1963,1912,1861,1810]
["MINI-CON","O160L4S","SCROLL","404A",44,"LOW","L",110,"O160L4S-44-L-110",null,null,null,null,null,null,null,null,null,null,null,null,null,null,null,null,null,null,null,null,null,null,null,null,null,null,null,null,null,null,null,null,null,null,null,null,null,null,null,null,null,null,null,null,null,6690,6528,6366,6204,6042,5880,5732,5584,5436,5288,5140,5006,4872,4738,4604,4470,4348,4226,4104,3982,3860,3754,3648,3542,3436,3330,3238,3146,3054,2962,2870,2796,2722,2648,2574,2500,2426,2352,2278,2204,2130]
["MINI-CON","O230L4S","SCROLL","404A",44,"LOW","L",110,"O230L4S-44-L-110",null,null,null,null,null,null,null,null,null,null,null,null,null,null,null,null,null,null,null,null,null,null,null,null,null,null,null,null,null,null,null,null,null,null,null,null,null,null,null,null,null,null,null,null,null,10350,10100,9850,9600,9350,9100,8882,8664,8446,8228,8010,7816,7622,7428,7234,7040,6866,6692,6518,6344,6170,6010,5850,5690,5530,5370,5222,5074,4926,4778,4630,4489,4348,4207,4066,3925,3784,3643,3502,3361,3220]
["MINI-CON","O250L4S","SCROLL","404A",44,"LOW","L",110,"O250L4S-44-L-110",null,null,null,null,null,null,null,null,null,null,null,null,null,null,null,null,null,null,null,null,null,null,null,null,null,null,null,null,null,null,null,null,null,null,null,null,null,null,null,null,null,null,null,null,null,12150,11908,11666,11424,11182,10940,10714,10488,10262,10036,9810,9600,9390,9180,8970,8760,8566,8372,8178,7984,7790,7612,7434,7256,7078,6900,6734,6568,6402,6236,6070,5925,5780,5635,5490,5345,5200,5055,4910,4765,4620]
["MINI-CON","O300L4S","SCROLL","404A",44,"LOW","L",110,"O300L4S-44-L-110",null,null,null,null,null,null,null,null,null,null,null,null,null,null,null,null,null,null,null,null,null,null,null,null,null,null,null,null,null,null,null,null,null,null,null,null,null,null,null,null,null,null,null,null,null,13300,13042,12784,12526,12268,12010,11770,11530,11290,11050,10810,10586,10362,10138,9914,9690,9482,9274,9066,8858,8650,8456,8262,8068,7874,7680,7500,7320,7140,6960,6780,6618,6456,6294,6132,5970,5808,5646,5484,5322,5160]
["MINI-CON","O350L4S","SCROLL","404A",44,"LOW","L",110,"O350L4S-44-L-110",null,null,null,null,null,null,null,null,null,null,null,null,null,null,null,null,null,null,null,null,null,null,null,null,null,null,null,null,null,null,null,null,null,null,null,null,null,null,null,null,null,null,null,null,null,15820,15520,15220,14920,14620,14320,14040,13760,13480,13200,12920,12658,12396,12134,11872,11610,11364,11118,10872,10626,10380,10150,9920,9690,9460,9230,9018,8806,8594,8382,8170,7981,7792,7603,7414,7225,7036,6847,6658,6469,6280]
["MINI-CON","O400L4S","SCROLL","404A",44,"LOW","L",110,"O400L4S-44-L-110",null,null,null,null,null,null,null,null,null,null,null,null,null,null,null,null,null,null,null,null,null,null,null,null,null,null,null,null,null,null,null,null,null,null,null,null,null,null,null,null,null,null,null,null,null,19670,19262,18854,18446,18038,17630,17248,16866,16484,16102,15720,15366,15012,14658,14304,13950,13622,13294,12966,12638,12310,12008,11706,11404,11102,10800,10522,10244,9966,9688,9410,9169,8928,8687,8446,8205,7964,7723,7482,7241,7000]
["MINI-CON","O500L4S","SCROLL","404A",44,"LOW","L",110,"O500L4S-44-L-110",null,null,null,null,null,null,null,null,null,null,null,null,null,null,null,null,null,null,null,null,null,null,null,null,null,null,null,null,null,null,null,null,null,null,null,null,null,null,null,null,null,null,null,null,null,23360,22900,22440,21980,21520,21060,20632,20204,19776,19348,18920,18524,18128,17732,17336,16940,16572,16204,15836,15468,15100,14762,14424,14086,13748,13410,13098,12786,12474,12162,11850,11574,11298,11022,10746,10470,10194,9918,9642,9366,9090]
["MINI-CON","O600L4S","SCROLL","404A",44,"LOW","L",110,"O600L4S-44-L-110",null,null,null,null,null,null,null,null,null,null,null,null,null,null,null,null,null,null,null,null,null,null,null,null,null,null,null,null,null,null,null,null,null,null,null,null,null,null,null,null,null,null,null,null,null,26990,26470,25950,25430,24910,24390,23904,23418,22932,22446,21960,21508,21056,20604,20152,19700,19282,18864,18446,18028,17610,17220,16830,16440,16050,15660,15298,14936,14574,14212,13850,13528,13206,12884,12562,12240,11918,11596,11274,10952,10630]
["MINI-CON","O060M4S","SCROLL","404A",44,"MEDIUM","M",90,"O060M4S-44-M-90",11130,10924,10718,10512,10306,10100,9894,9688,9482,9276,9070,8898,8726,8554,8382,8210,8038,7866,7694,7522,7350,7200,7050,6900,6750,6600,6478,6355,6233,6110,5988,5865,5743,5620,5498,5375,5253,5130,5008,4885,4763,4640,4518,4395,4273,4150]
["MINI-CON","O080M4S","SCROLL","404A",44,"MEDIUM","M",90,"O080M4S-44-M-90",13770,13516,13262,13008,12754,12500,12246,11992,11738,11484,11230,11017,10804,10591,10378,10165,9952,9739,9526,9313,9100,8914,8728,8542,8356,8170,8018,7866,7714,7562,7410,7258,7106,6954,6802,6650,6498,6346,6194,6042,5890,5738,5586,5434,5282,5130]
["MINI-CON","O100M4S","SCROLL","404A",44,"MEDIUM","M",90,"O100M4S-44-M-90",15730,15440,15150,14860,14570,14280,13990,13700,13410,13120,12830,12587,12344,12101,11858,11615,11372,11129,10886,10643,10400,10188,9976,9764,9552,9340,9167,8993,8820,8646,8473,8299,8126,7952,7779,7605,7432,7258,7085,6911,6738,6564,6391,6217,6044,5870]
["MINI-CON","O130E4S","SCROLL","404A",44,"EXT. MEDIUM","EM",90,"O130E4S-44-EM-90",15160,14987,14814,14641,14468,14295,14122,13949,13776,13603,13430,13200,12970,12740,12510,12280,12050,11820,11590,11360,11130,10926,10722,10518,10314,10110,9939,9768,9597,9426,9255,9084,8913,8742,8571,8400,8229,8058,7887,7716,7545,7374,7203,7032,6861,6690,6554,6418,6282,6146,6010,5874,5738,5602,5466,5330,5218,5106,4994,4882,4770,4658,4546,4434,4322,4210,4112,4014,3916,3818,3720]
["MINI-CON","O150E4S","SCROLL","404A",44,"EXT. MEDIUM","EM",90,"O150E4S-44-EM-90",20650,20306,19962,19618,19274,18930,18586,18242,17898,17554,17210,16916,16622,16328,16034,15740,15446,15152,14858,14564,14270,13998,13726,13454,13182,12910,12685,12460,12235,12010,11785,11560,11335,11110,10885,10660,10435,10210,9985,9760,9535,9310,9085,8860,8635,8410,8236,8062,7888,7714,7540,7366,7192,7018,6844,6670,6526,6382,6238,6094,5950,5806,5662,5518,5374,5230,5108,4986,4864,4742,4620]
["MINI-CON","O180E4S","SCROLL","404A",44,"EXT. MEDIUM","EM",90,"O180E4S-44-EM-90",22860,22479,22098,21717,21336,20955,20574,20193,19812,19431,19050,18744,18438,18132,17826,17520,17214,16908,16602,16296,15990,15690,15390,15090,14790,14490,14241,13991,13742,13492,13243,12993,12744,12494,12245,11995,11746,11496,11247,10997,10748,10498,10249,9999,9750,9500,9306,9112,8918,8724,8530,8336,8142,7948,7754,7560,7399,7238,7077,6916,6755,6594,6433,6272,6111,5950,5810,5670,5530,5390,5250]
["MINI-CON","O200E4S","SCROLL","404A",44,"EXT. MEDIUM","EM",90,"O200E4S-44-EM-90",29910,29400,28890,28380,27870,27360,26850,26340,25830,25320,24810,24334,23858,23382,22906,22430,21954,21478,21002,20526,20050,19660,19270,18880,18490,18100,17778,17456,17134,16812,16490,16168,15846,15524,15202,14880,14558,14236,13914,13592,13270,12948,12626,12304,11982,11660,11417,11174,10931,10688,10445,10202,9959,9716,9473,9230,9031,8832,8633,8434,8235,8036,7837,7638,7439,7240,7068,6896,6724,6552,6380]
["MINI-CON","O250E4S","SCROLL","404A",44,"EXT. MEDIUM","EM",90,"O250E4S-44-EM-90",33590,33027,32464,31901,31338,30775,30212,29649,29086,28523,27960,27360,26760,26160,25560,24960,24360,23760,23160,22560,21960,21544,21128,20712,20296,19880,19533,19185,18838,18490,18143,17795,17448,17100,16753,16405,16058,15710,15363,15015,14668,14320,13973,13625,13278,12930,12662,12394,12126,11858,11590,11322,11054,10786,10518,10250,10030,9810,9590,9370,9150,8930,8710,8490,8270,8050,7860,7670,7480,7290,7100]
["MINI-CON","O280E4S","SCROLL","404A",44,"EXT. MEDIUM","EM",90,"O280E4S-44-EM-90",38050,37420,36790,36160,35530,34900,34270,33640,33010,32380,31750,31200,30660,30110,29570,29020,28470,27920,27380,26830,26280,25790,25300,24800,24310,23820,23410,23000,22600,22190,21780,21370,20960,20550,20140,19730,19320,18910,18500,18090,17680,17270,16860,16450,16040,15630,15300,14970,14640,14310,13980,13650,13320,12980,12650,12320,12020,11710,11410,11100,10800,10500,10190,9890,9580,9280]
["MINI-CON","O300E4S","SCROLL","404A",44,"EXT. MEDIUM","EM",90,"O300E4S-44-EM-90",43440,42711,41982,41253,40524,39795,39066,38337,37608,36879,36150,35583,35016,34449,33882,33315,32748,32181,31614,31047,30480,29880,29280,28680,28080,27480,26991,26502,26013,25524,25035,24546,24057,23568,23079,22590,22101,21612,21123,20634,20145,19656,19167,18678,18189,17700,17328,16956,16584,16212,15840,15468,15096,14724,14352,13980,13676,13372,13068,12764,12460,12156,11852,11548,11244,10940,10680,10420,10160,9900,9640]
["MINI-CON","O350E4S","SCROLL","404A",44,"EXT. MEDIUM","EM",90,"O350E4S-44-EM-90",48350,47548,46746,45944,45142,44340,43538,42736,41934,41132,40330,39657,38984,38311,37638,36965,36292,35619,34946,34273,33600,32944,32288,31632,30976,30320,29784,29247,28711,28174,27638,27101,26565,26028,25492,24955,24419,23882,23346,22809,22273,21736,21200,20663,20127,19590,19183,18776,18369,17962,17555,17148,16741,16334,15927,15520,15183,14846,14509,14172,13835,13498,13161,12824,12487,12150,11862,11574,11286,10998,10710]
["MINI-CON","O400E4S","SCROLL","404A",44,"EXT. MEDIUM","EM",90,"O400E4S-44-EM-90",54010,53123,52236,51349,50462,49575,48688,47801,46914,46027,45140,44397,43654,42911,42168,41425,40682,39939,39196,38453,37710,36982,36254,35526,34798,34070,33473,32875,32278,31680,31083,30485,29888,29290,28693,28095,27498,26900,26303,25705,25108,24510,23913,23315,22718,22120,21664,21208,20752,20296,19840,19384,18928,18472,18016,17560,17183,16806,16429,16052,15675,15298,14921,14544,14167,13790,13466,13142,12818,12494,12170]
["MINI-CON","O450E4S","SCROLL","404A",44,"EXT. MEDIUM","EM",90,"O450E4S-44-EM-90",60720,59709,58698,57687,56676,55665,54654,53643,52632,51621,50610,49798,48986,48174,47362,46550,45738,44926,44114,43302,42490,41654,40818,39982,39146,38310,37628,36945,36263,35580,34898,34215,33533,32850,32168,31485,30803,30120,29438,28755,28073,27390,26708,26025,25343,24660,24140,23620,23100,22580,22060,21540,21020,20500,19980,19460,19036,18612,18188,17764,17340,16916,16492,16068,15644,15220,14858,14496,14134,13772,13410]
["MINI-CON","O500E4S","SCROLL","404A",44,"EXT. MEDIUM","EM",90,"O500E4S-44-EM-90",68320,67172,66024,64876,63728,62580,61432,60284,59136,57988,56840,55822,54804,53786,52768,51750,50732,49714,48696,47678,46660,45812,44964,44116,43268,42420,41712,41004,40296,39588,38880,38172,37464,36756,36048,35340,34632,33924,33216,32508,31800,31092,30384,29676,28968,28260,27702,27144,26586,26028,25470,24912,24354,23796,23238,22680,22207,21734,21261,20788,20315,19842,19369,18896,18423,17950,17536,17122,16708,16294,15880]
["MINI-CON","O600E4S","SCROLL","404A",44,"EXT. MEDIUM","EM",90,"O600E4S-44-EM-90",80860,79504,78148,76792,75436,74080,72724,71368,70012,68656,67300,66133,64966,63799,62632,61465,60298,59131,57964,56797,55630,54644,53658,52672,51686,50700,49877,49054,48231,47408,46585,45762,44939,44116,43293,42470,41647,40824,40001,39178,38355,37532,36709,35886,35063,34240,33589,32938,32287,31636,30985,30334,29683,29032,28381,27730,27172,26614,26056,25498,24940,24382,23824,23266,22708,22150,21652,21154,20656,20158,19660]
["MINI-CON","O060M4S","SCROLL","404A",44,"MEDIUM","M",95,"O060M4S-44-M-95",10570,10376,10182,9988,9794,9600,9406,9212,9018,8824,8630,8468,8306,8144,7982,7820,7658,7496,7334,7172,7010,6866,6722,6578,6434,6290,6173,6055,5938,5820,5703,5585,5468,5350,5233,5115,4998,4880,4763,4645,4528,4410,4293,4175,4058,3940]
["MINI-CON","O080M4S","SCROLL","404A",44,"MEDIUM","M",95,"O080M4S-44-M-95",13080,12840,12600,12360,12120,11880,11640,11400,11160,10920,10680,10479,10278,10077,9876,9675,9474,9273,9072,8871,8670,8494,8318,8142,7966,7790,7644,7498,7352,7206,7060,6914,6768,6622,6476,6330,6184,6038,5892,5746,5600,5454,5308,5162,5016,4870]
["MINI-CON","O100M4S","SCROLL","404A",44,"MEDIUM","M",95,"O100M4S-44-M-95",14950,14676,14402,14128,13854,13580,13306,13032,12758,12484,12210,11980,11750,11520,11290,11060,10830,10600,10370,10140,9910,9708,9506,9304,9102,8900,8734,8568,8402,8236,8070,7904,7738,7572,7406,7240,7074,6908,6742,6576,6410,6244,6078,5912,5746,5580]
["MINI-CON","O130E4S","SCROLL","404A",44,"EXT. MEDIUM","EM",95,"O130E4S-44-EM-95",14500,14335,14170,14005,13840,13675,13510,13345,13180,13015,12850,12629,12408,12187,11966,11745,11524,11303,11082,10861,10640,10446,10252,10058,9864,9670,9507,9343,9180,9016,8853,8689,8526,8362,8199,8035,7872,7708,7545,7381,7218,7054,6891,6727,6564,6400,6271,6142,6013,5884,5755,5626,5497,5368,5239,5110,5003,4896,4789,4682,4575,4468,4361,4254,4147,4040,3946,3852,3758,3664,3570]
["MINI-CON","O150E4S","SCROLL","404A",44,"EXT. MEDIUM","EM",95,"O150E4S-44-EM-95",19800,19470,19140,18810,18480,18150,17820,17490,17160,16830,16500,16219,15938,15657,15376,15095,14814,14533,14252,13971,13690,13428,13166,12904,12642,12380,12164,11948,11732,11516,11300,11084,10868,10652,10436,10220,10004,9788,9572,9356,9140,8924,8708,8492,8276,8060,7894,7728,7562,7396,7230,7064,6898,6732,6566,6400,6263,6126,5989,5852,5715,5578,5441,5304,5167,5030,4912,4794,4676,4558,4440]
["MINI-CON","O180E4S","SCROLL","404A",44,"EXT. MEDIUM","EM",95,"O180E4S-44-EM-95",21900,21535,21170,20805,20440,20075,19710,19345,18980,18615,18250,17957,17664,17371,17078,16785,16492,16199,15906,15613,15320,15032,14744,14456,14168,13880,13641,13402,13163,12924,12685,12446,12207,11968,11729,11490,11251,11012,10773,10534,10295,10056,9817,9578,9339,9100,8915,8730,8545,8360,8175,7990,7805,7620,7435,7250,7096,6942,6788,6634,6480,6326,6172,6018,5864,5710,5578,5446,5314,5182,5050]
["MINI-CON","O200E4S","SCROLL","404A",44,"EXT. MEDIUM","EM",95,"O200E4S-44-EM-95",28700,28210,27720,27230,26740,26250,25760,25270,24780,24290,23800,23343,22886,22429,21972,21515,21058,20601,20144,19687,19230,18854,18478,18102,17726,17350,17042,16734,16426,16118,15810,15502,15194,14886,14578,14270,13962,13654,13346,13038,12730,12422,12114,11806,11498,11190,10957,10724,10491,10258,10025,9792,9559,9326,9093,8860,8669,8478,8287,8096,7905,7714,7523,7332,7141,6950,6788,6626,6464,6302,6140]
["MINI-CON","O250E4S","SCROLL","404A",44,"EXT. MEDIUM","EM",95,"O250E4S-44-EM-95",32200,31660,31120,30580,30040,29500,28960,28420,27880,27340,26800,26226,25652,25078,24504,23930,23356,22782,22208,21634,21060,20660,20260,19860,19460,19060,18727,18394,18061,17728,17395,17062,16729,16396,16063,15730,15397,15064,14731,14398,14065,13732,13399,13066,12733,12400,12143,11886,11629,11372,11115,10858,10601,10344,10087,9830,9620,9410,9200,8990,8780,8570,8360,8150,7940,7730,7550,7370,7190,7010,6830]
["MINI-CON","O280E4S","SCROLL","404A",44,"EXT. MEDIUM","EM",95,"O280E4S-44-EM-95",36460,35860,35260,34650,34050,33450,32850,32240,31640,31030,30430,29910,29380,28860,28330,27810,27280,26760,26230,25710,25180,24710,24230,23760,23280,22810,22420,22030,21630,21240,20850,20460,20060,19670,19270,18880,18490,18090,17700,17300,16910,16520,16120,15730,15330,14940,14620,14300,13990,13670,13350,13030,12710,12400,12080,11760,11470,11170,10880,10580,10290,9990,9700,9400,9110,8810]
["MINI-CON","O300E4S","SCROLL","404A",44,"EXT. MEDIUM","EM",95,"O300E4S-44-EM-95",41700,41000,40300,39600,38900,38200,37500,36800,36100,35400,34700,34156,33612,33068,32524,31980,31436,30892,30348,29804,29260,28682,28104,27526,26948,26370,25900,25430,24960,24490,24020,23550,23080,22610,22140,21670,21200,20730,20260,19790,19320,18850,18380,17910,17440,16970,16614,16258,15902,15546,15190,14834,14478,14122,13766,13410,13119,12828,12537,12246,11955,11664,11373,11082,10791,10500,10254,10008,9762,9516,9270]
["MINI-CON","O350E4S","SCROLL","404A",44,"EXT. MEDIUM","EM",95,"O350E4S-44-EM-95",46400,45630,44860,44090,43320,42550,41780,41010,40240,39470,38700,38054,37408,36762,36116,35470,34824,34178,33532,32886,32240,31608,30976,30344,29712,29080,28566,28051,27537,27022,26508,25993,25479,24964,24450,23935,23421,22906,22392,21877,21363,20848,20334,19819,19305,18790,18400,18010,17620,17230,16840,16450,16060,15670,15280,14890,14568,14246,13924,13602,13280,12958,12636,12314,11992,11670,11396,11122,10848,10574,10300]
["MINI-CON","O400E4S","SCROLL","404A",44,"EXT. MEDIUM","EM",95,"O400E4S-44-EM-95",51800,50950,50100,49250,48400,47550,46700,45850,45000,44150,43300,42586,41872,41158,40444,39730,39016,38302,37588,36874,36160,35462,34764,34066,33368,32670,32097,31524,30951,30378,29805,29232,28659,28086,27513,26940,26367,25794,25221,24648,24075,23502,22929,22356,21783,21210,20773,20336,19899,19462,19025,18588,18151,17714,17277,16840,16480,16120,15760,15400,15040,14680,14320,13960,13600,13240,12932,12624,12316,12008,11700]
["MINI-CON","O450E4S","SCROLL","404A",44,"EXT. MEDIUM","EM",95,"O450E4S-44-EM-95",58300,57330,56360,55390,54420,53450,52480,51510,50540,49570,48600,47819,47038,46257,45476,44695,43914,43133,42352,41571,40790,39984,39178,38372,37566,36760,36105,35449,34794,34138,33483,32827,32172,31516,30861,30205,29550,28894,28239,27583,26928,26272,25617,24961,24306,23650,23152,22654,22156,21658,21160,20662,20164,19666,19168,18670,18265,17860,17455,17050,16645,16240,15835,15430,15025,14620,14274,13928,13582,13236,12890]
["MINI-CON","O500E4S","SCROLL","404A",44,"EXT. MEDIUM","EM",95,"O500E4S-44-EM-95",65500,64400,63300,62200,61100,60000,58900,57800,56700,55600,54500,53521,52542,51563,50584,49605,48626,47647,46668,45689,44710,43894,43078,42262,41446,40630,39950,39270,38590,37910,37230,36550,35870,35190,34510,33830,33150,32470,31790,31110,30430,29750,29070,28390,27710,27030,26497,25964,25431,24898,24365,23832,23299,22766,22233,21700,21249,20798,20347,19896,19445,18994,18543,18092,17641,17190,16798,16406,16014,15622,15230]
["MINI-CON","O600E4S","SCROLL","404A",44,"EXT. MEDIUM","EM",95,"O600E4S-44-EM-95",77500,76200,74900,73600,72300,71000,69700,68400,67100,65800,64500,63378,62256,61134,60012,58890,57768,56646,55524,54402,53280,52330,51380,50430,49480,48530,47740,46950,46160,45370,44580,43790,43000,42210,41420,40630,39840,39050,38260,37470,36680,35890,35100,34310,33520,32730,32109,31488,30867,30246,29625,29004,28383,27762,27141,26520,25991,25462,24933,24404,23875,23346,22817,22288,21759,21230,20760,20290,19820,19350,18880]
["MINI-CON","O060M4S","SCROLL","404A",44,"MEDIUM","M",100,"O060M4S-44-M-100",null,null,null,null,null,null,null,null,null,null,8200,8047,7894,7741,7588,7435,7282,7129,6976,6823,6670,6534,6398,6262,6126,5990,5878,5765,5653,5540,5428,5315,5203,5090,4978,4865,4753,4640,4528,4415,4303,4190,4078,3965,3853,3740]
["MINI-CON","O080M4S","SCROLL","404A",44,"MEDIUM","M",100,"O080M4S-44-M-100",null,null,null,null,null,null,null,null,null,null,10150,9960,9770,9580,9390,9200,9010,8820,8630,8440,8250,8084,7918,7752,7586,7420,7281,7141,7002,6862,6723,6583,6444,6304,6165,6025,5886,5746,5607,5467,5328,5188,5049,4909,4770,4630]
["MINI-CON","O100M4S","SCROLL","404A",44,"MEDIUM","M",100,"O100M4S-44-M-100",null,null,null,null,null,null,null,null,null,null,11600,11383,11166,10949,10732,10515,10298,10081,9864,9647,9430,9240,9050,8860,8670,8480,8321,8162,8003,7844,7685,7526,7367,7208,7049,6890,6731,6572,6413,6254,6095,5936,5777,5618,5459,5300]
["MINI-CON","O130E4S","SCROLL","404A",44,"EXT. MEDIUM","EM",100,"O130E4S-44-EM-100",null,null,null,null,null,null,null,null,null,null,12260,12049,11838,11627,11416,11205,10994,10783,10572,10361,10150,9964,9778,9592,9406,9220,9065,8909,8754,8598,8443,8287,8132,7976,7821,7665,7510,7354,7199,7043,6888,6732,6577,6421,6266,6110,5987,5864,5741,5618,5495,5372,5249,5126,5003,4880,4778,4676,4574,4472,4370,4268,4166,4064,3962,3860,3772,3684,3596,3508,3420]
["MINI-CON","O150E4S","SCROLL","404A",44,"EXT. MEDIUM","EM",100,"O150E4S-44-EM-100",null,null,null,null,null,null,null,null,null,null,15780,15510,15240,14970,14700,14430,14160,13890,13620,13350,13080,12830,12580,12330,12080,11830,11624,11418,11212,11006,10800,10594,10388,10182,9976,9770,9564,9358,9152,8946,8740,8534,8328,8122,7916,7710,7551,7392,7233,7074,6915,6756,6597,6438,6279,6120,5989,5858,5727,5596,5465,5334,5203,5072,4941,4810,4700,4590,4480,4370,4260]
["MINI-CON","O180E4S","SCROLL","404A",44,"EXT. MEDIUM","EM",100,"O180E4S-44-EM-100",null,null,null,null,null,null,null,null,null,null,17430,17151,16872,16593,16314,16035,15756,15477,15198,14919,14640,14364,14088,13812,13536,13260,13032,12803,12575,12346,12118,11889,11661,11432,11204,10975,10747,10518,10290,10061,9833,9604,9376,9147,8919,8690,8514,8338,8162,7986,7810,7634,7458,7282,7106,6930,6784,6638,6492,6346,6200,6054,5908,5762,5616,5470,5344,5218,5092,4966,4840]
["MINI-CON","O200E4S","SCROLL","404A",44,"EXT. MEDIUM","EM",100,"O200E4S-44-EM-100",null,null,null,null,null,null,null,null,null,null,22760,22324,21888,21452,21016,20580,20144,19708,19272,18836,18400,18040,17680,17320,16960,16600,16305,16010,15715,15420,15125,14830,14535,14240,13945,13650,13355,13060,12765,12470,12175,11880,11585,11290,10995,10700,10478,10256,10034,9812,9590,9368,9146,8924,8702,8480,8298,8116,7934,7752,7570,7388,7206,7024,6842,6660,6506,6352,6198,6044,5890]
["MINI-CON","O250E4S","SCROLL","404A",44,"EXT. MEDIUM","EM",100,"O250E4S-44-EM-100",null,null,null,null,null,null,null,null,null,null,25630,25080,24530,23980,23430,22880,22330,21780,21230,20680,20130,19748,19366,18984,18602,18220,17902,17584,17266,16948,16630,16312,15994,15676,15358,15040,14722,14404,14086,13768,13450,13132,12814,12496,12178,11860,11615,11370,11125,10880,10635,10390,10145,9900,9655,9410,9209,9008,8807,8606,8405,8204,8003,7802,7601,7400,7230,7060,6890,6720,6550]
["MINI-CON","O280E4S","SCROLL","404A",44,"EXT. MEDIUM","EM",100,"O280E4S-44-EM-100",null,null,null,null,null,null,null,null,null,null,29080,28580,28080,27570,27070,26570,26070,25560,25060,24550,24050,23600,23150,22700,22250,21800,21420,21050,20670,20300,19920,19540,19160,18790,18410,18030,17650,17270,16900,16520,16140,15760,15380,15010,14630,14250,13950,13640,13340,13030,12730,12420,12120,11810,11510,11200,10920,10630,10350,10060,9780,9490,9210,8920,8640,8350]
["MINI-CON","O300E4S","SCROLL","404A",44,"EXT. MEDIUM","EM",100,"O300E4S-44-EM-100",null,null,null,null,null,null,null,null,null,null,33220,32698,32176,31654,31132,30610,30088,29566,29044,28522,28000,27448,26896,26344,25792,25240,24790,24339,23889,23438,22988,22537,22087,21636,21186,20735,20285,19834,19384,18933,18483,18032,17582,17131,16681,16230,15890,15550,15210,14870,14530,14190,13850,13510,13170,12830,12553,12276,11999,11722,11445,11168,10891,10614,10337,10060,9826,9592,9358,9124,8890]
["MINI-CON","O350E4S","SCROLL","404A",44,"EXT. MEDIUM","EM",100,"O350E4S-44-EM-100",null,null,null,null,null,null,null,null,null,null,37050,36430,35810,35190,34570,33950,33330,32710,32090,31470,30850,30246,29642,29038,28434,27830,27337,26844,26351,25858,25365,24872,24379,23886,23393,22900,22407,21914,21421,20928,20435,19942,19449,18956,18463,17970,17597,17224,16851,16478,16105,15732,15359,14986,14613,14240,13934,13628,13322,13016,12710,12404,12098,11792,11486,11180,10918,10656,10394,10132,9870]
["MINI-CON","O400E4S","SCROLL","404A",44,"EXT. MEDIUM","EM",100,"O400E4S-44-EM-100",null,null,null,null,null,null,null,null,null,null,41420,40736,40052,39368,38684,38000,37316,36632,35948,35264,34580,33912,33244,32576,31908,31240,30692,30143,29595,29046,28498,27949,27401,26852,26304,25755,25207,24658,24110,23561,23013,22464,21916,21367,20819,20270,19854,19438,19022,18606,18190,17774,17358,16942,16526,16110,15767,15424,15081,14738,14395,14052,13709,13366,13023,12680,12386,12092,11798,11504,11210]
["MINI-CON","O450E4S","SCROLL","404A",44,"EXT. MEDIUM","EM",100,"O450E4S-44-EM-100",null,null,null,null,null,null,null,null,null,null,46540,45791,45042,44293,43544,42795,42046,41297,40548,39799,39050,38278,37506,36734,35962,35190,34562,33934,33306,32678,32050,31422,30794,30166,29538,28910,28282,27654,27026,26398,25770,25142,24514,23886,23258,22630,22154,21678,21202,20726,20250,19774,19298,18822,18346,17870,17484,17098,16712,16326,15940,15554,15168,14782,14396,14010,13682,13354,13026,12698,12370]
["MINI-CON","O500E4S","SCROLL","404A",44,"EXT. MEDIUM","EM",100,"O500E4S-44-EM-100",null,null,null,null,null,null,null,null,null,null,52120,51182,50244,49306,48368,47430,46492,45554,44616,43678,42740,41956,41172,40388,39604,38820,38169,37517,36866,36214,35563,34911,34260,33608,32957,32305,31654,31002,30351,29699,29048,28396,27745,27093,26442,25790,25281,24772,24263,23754,23245,22736,22227,21718,21209,20700,20271,19842,19413,18984,18555,18126,17697,17268,16839,16410,16036,15662,15288,14914,14540]
["MINI-CON","O600E4S","SCROLL","404A",44,"EXT. MEDIUM","EM",100,"O600E4S-44-EM-100",null,null,null,null,null,null,null,null,null,null,61650,60575,59500,58425,57350,56275,55200,54125,53050,51975,50900,49990,49080,48170,47260,46350,45594,44837,44081,43324,42568,41811,41055,40298,39542,38785,38029,37272,36516,35759,35003,34246,33490,32733,31977,31220,30628,30036,29444,28852,28260,27668,27076,26484,25892,25300,24799,24298,23797,23296,22795,22294,21793,21292,20791,20290,19846,19402,18958,18514,18070]
["MINI-CON","O060M4S","SCROLL","404A",44,"MEDIUM","M",105,"O060M4S-44-M-105",null,null,null,null,null,null,null,null,null,null,7800,7656,7512,7368,7224,7080,6936,6792,6648,6504,6360,6232,6104,5976,5848,5720,5613,5505,5398,5290,5183,5075,4968,4860,4753,4645,4538,4430,4323,4215,4108,4000,3893,3785,3678,3570]
["MINI-CON","O080M4S","SCROLL","404A",44,"MEDIUM","M",105,"O080M4S-44-M-105",null,null,null,null,null,null,null,null,null,null,9650,9472,9293,9115,8936,8758,8579,8401,8222,8044,7865,7708,7551,7394,7237,7080,6948,6814,6682,6548,6416,6282,6150,6016,5884,5750,5618,5484,5352,5218,5086,4952,4820,4686,4554,4420]
["MINI-CON","O100M4S","SCROLL","404A",44,"MEDIUM","M",105,"O100M4S-44-M-105",null,null,null,null,null,null,null,null,null,null,11035,10831,10627,10423,10219,10015,9811,9607,9403,9199,8995,8816,8637,8458,8279,8100,7948,7796,7644,7492,7340,7188,7036,6884,6732,6580,6428,6276,6124,5972,5820,5668,5516,5364,5212,5060]
["MINI-CON","O130E4S","SCROLL","404A",44,"EXT. MEDIUM","EM",105,"O130E4S-44-EM-105",null,null,null,null,null,null,null,null,null,null,null,null,null,null,null,null,null,null,null,null,9635,9459,9283,9107,8931,8755,8608,8460,8313,8165,8018,7870,7723,7575,7428,7280,7133,6985,6838,6690,6543,6395,6248,6100,5953,5805,5688,5571,5454,5337,5220,5103,4986,4869,4752,4635,4541,4447,4352,4258,4164,4069,3975,3881,3786,3692,3605,3517,3430,3343,3255]
["MINI-CON","O150E4S","SCROLL","404A",44,"EXT. MEDIUM","EM",105,"O150E4S-44-EM-105",null,null,null,null,null,null,null,null,null,null,14720,14494,14268,14042,13816,13590,13364,13138,12912,12686,12460,12221,11982,11743,11504,11265,11069,10872,10676,10479,10283,10086,9890,9693,9497,9300,9104,8907,8711,8514,8318,8121,7925,7728,7532,7335,7185,7034,6884,6733,6583,6432,6282,6131,5981,5830,5709,5588,5467,5346,5225,5103,4982,4861,4740,4619,4508,4397,4287,4176,4065]
["MINI-CON","O180E4S","SCROLL","404A",44,"EXT. MEDIUM","EM",105,"O180E4S-44-EM-105",null,null,null,null,null,null,null,null,null,null,16230,16000,15770,15540,15310,15080,14850,14620,14390,14160,13930,13667,13404,13141,12878,12615,12398,12180,11963,11745,11528,11310,11093,10875,10658,10440,10223,10005,9788,9570,9353,9135,8918,8700,8483,8265,8098,7931,7764,7597,7430,7263,7096,6929,6762,6595,6460,6325,6189,6054,5919,5783,5648,5513,5377,5242,5117,4991,4866,4741,4615]
["MINI-CON","O200E4S","SCROLL","404A",44,"EXT. MEDIUM","EM",105,"O200E4S-44-EM-105",null,null,null,null,null,null,null,null,null,null,21250,20879,20508,20137,19766,19395,19024,18653,18282,17911,17540,17196,16852,16508,16164,15820,15539,15258,14977,14696,14415,14134,13853,13572,13291,13010,12729,12448,12167,11886,11605,11324,11043,10762,10481,10200,9988,9776,9564,9352,9140,8928,8716,8504,8292,8080,7912,7743,7574,7406,7237,7068,6900,6731,6562,6394,6239,6084,5930,5775,5620]
["MINI-CON","O250E4S","SCROLL","404A",44,"EXT. MEDIUM","EM",105,"O250E4S-44-EM-105",null,null,null,null,null,null,null,null,null,null,23915,23441,22967,22493,22019,21545,21071,20597,20123,19649,19175,18810,18445,18080,17715,17350,17047,16744,16441,16138,15835,15532,15229,14926,14623,14320,14017,13714,13411,13108,12805,12502,12199,11896,11593,11290,11057,10824,10591,10358,10125,9892,9659,9426,9193,8960,8775,8589,8403,8217,8031,7845,7660,7474,7288,7102,6932,6761,6591,6421,6250]
["MINI-CON","O280E4S","SCROLL","404A",44,"EXT. MEDIUM","EM",105,"O280E4S-44-EM-105",null,null,null,null,null,null,null,null,null,null,27730,27250,26770,26280,25800,25320,24840,24350,23870,23390,22905,22480,22050,21620,21190,20765,20400,20040,19680,19320,18960,18600,18240,17880,17520,17160,16800,16440,16080,15720,15360,15000,14640,14280,13920,13555,13260,12970,12680,12390,12100,11810,11520,11220,10930,10640,10370,10100,9820,9550,9280,9010,8740,8460,8190,7920]
["MINI-CON","O300E4S","SCROLL","404A",44,"EXT. MEDIUM","EM",105,"O300E4S-44-EM-105",null,null,null,null,null,null,null,null,null,null,31055,30621,30186,29752,29317,28883,28448,28014,27579,27145,26710,26181,25652,25123,24594,24065,23636,23205,22776,22345,21916,21485,21056,20625,20196,19765,19336,18905,18476,18045,17616,17185,16756,16325,15896,15465,15142,14818,14495,14171,13848,13524,13201,12877,12554,12230,11974,11717,11461,11204,10948,10691,10435,10178,9922,9665,9430,9195,8960,8725,8490]
["MINI-CON","O350E4S","SCROLL","404A",44,"EXT. MEDIUM","EM",105,"O350E4S-44-EM-105",null,null,null,null,null,null,null,null,null,null,34620,34100,33580,33060,32540,32020,31500,30980,30460,29940,29420,28841,28262,27683,27104,26525,26055,25584,25114,24643,24173,23702,23232,22761,22291,21820,21350,20879,20409,19938,19468,18997,18527,18056,17586,17115,16760,16405,16050,15695,15340,14985,14630,14275,13920,13565,13282,12998,12714,12431,12147,11863,11580,11296,11012,10729,10467,10205,9944,9682,9420]
["MINI-CON","O400E4S","SCROLL","404A",44,"EXT. MEDIUM","EM",105,"O400E4S-44-EM-105",null,null,null,null,null,null,null,null,null,null,38665,38094,37523,36952,36381,35810,35239,34668,34097,33526,32955,32316,31677,31038,30399,29760,29238,28714,28192,27668,27146,26622,26100,25576,25054,24530,24008,23484,22962,22438,21916,21392,20870,20346,19824,19300,18904,18507,18111,17714,17318,16921,16525,16128,15732,15335,15018,14700,14383,14065,13748,13430,13113,12795,12478,12160,11867,11574,11281,10988,10695]
["MINI-CON","O450E4S","SCROLL","404A",44,"EXT. MEDIUM","EM",105,"O450E4S-44-EM-105",null,null,null,null,null,null,null,null,null,null,43520,42893,42266,41639,41012,40385,39758,39131,38504,37877,37250,36512,35774,35036,34298,33560,32960,32360,31760,31160,30560,29960,29360,28760,28160,27560,26960,26360,25760,25160,24560,23960,23360,22760,22160,21560,21108,20655,20203,19750,19298,18845,18393,17940,17488,17035,16677,16319,15961,15603,15245,14887,14529,14171,13813,13455,13126,12797,12468,12139,11810]
["MINI-CON","O500E4S","SCROLL","404A",44,"EXT. MEDIUM","EM",105,"O500E4S-44-EM-105",null,null,null,null,null,null,null,null,null,null,48675,47882,47088,46295,45501,44708,43914,43121,42327,41534,40740,39988,39236,38484,37732,36980,36357,35734,35111,34487,33864,33241,32618,31994,31371,30748,30125,29501,28878,28255,27632,27008,26385,25762,25139,24515,24030,23545,23060,22575,22090,21605,21120,20635,20150,19665,19267,18868,18469,18070,17671,17272,16874,16475,16076,15677,15306,14934,14563,14192,13820]
["MINI-CON","O600E4S","SCROLL","404A",44,"EXT. MEDIUM","EM",105,"O600E4S-44-EM-105",null,null,null,null,null,null,null,null,null,null,57530,56627,55723,54820,53916,53013,52109,51206,50302,49399,48495,47624,46753,45882,45011,44140,43418,42694,41972,41248,40526,39802,39080,38356,37634,36910,36188,35464,34742,34018,33296,32572,31850,31126,30404,29680,29118,28555,27993,27430,26868,26305,25743,25180,24618,24055,23591,23126,22662,22197,21733,21268,20804,20339,19875,19410,18974,18538,18102,17666,17230]
["MINI-CON","O060M4S","SCROLL","404A",44,"MEDIUM","M",110,"O060M4S-44-M-110",null,null,null,null,null,null,null,null,null,null,7400,7265,7130,6995,6860,6725,6590,6455,6320,6185,6050,5930,5810,5690,5570,5450,5348,5245,5143,5040,4938,4835,4733,4630,4528,4425,4323,4220,4118,4015,3913,3810,3708,3605,3503,3400]
["MINI-CON","O080M4S","SCROLL","404A",44,"MEDIUM","M",110,"O080M4S-44-M-110",null,null,null,null,null,null,null,null,null,null,9150,8983,8816,8649,8482,8315,8148,7981,7814,7647,7480,7332,7184,7036,6888,6740,6614,6487,6361,6234,6108,5981,5855,5728,5602,5475,5349,5222,5096,4969,4843,4716,4590,4463,4337,4210]
["MINI-CON","O100M4S","SCROLL","404A",44,"MEDIUM","M",110,"O100M4S-44-M-110",null,null,null,null,null,null,null,null,null,null,10470,10279,10088,9897,9706,9515,9324,9133,8942,8751,8560,8392,8224,8056,7888,7720,7575,7430,7285,7140,6995,6850,6705,6560,6415,6270,6125,5980,5835,5690,5545,5400,5255,5110,4965,4820]
["MINI-CON","O130E4S","SCROLL","404A",44,"EXT. MEDIUM","EM",110,"O130E4S-44-EM-110",null,null,null,null,null,null,null,null,null,null,null,null,null,null,null,null,null,null,null,null,9120,8954,8788,8622,8456,8290,8151,8011,7872,7732,7593,7453,7314,7174,7035,6895,6756,6616,6477,6337,6198,6058,5919,5779,5640,5500,5389,5278,5167,5056,4945,4834,4723,4612,4501,4390,4304,4217,4130,4044,3957,3870,3784,3697,3610,3524,3437,3350,3264,3177,3090]
["MINI-CON","O150E4S","SCROLL","404A",44,"EXT. MEDIUM","EM",110,"O150E4S-44-EM-110",null,null,null,null,null,null,null,null,null,null,13660,13478,13296,13114,12932,12750,12568,12386,12204,12022,11840,11612,11384,11156,10928,10700,10513,10326,10139,9952,9765,9578,9391,9204,9017,8830,8643,8456,8269,8082,7895,7708,7521,7334,7147,6960,6818,6676,6534,6392,6250,6108,5966,5824,5682,5540,5429,5318,5206,5095,4984,4872,4761,4650,4538,4427,4316,4204,4093,3982,3870]
["MINI-CON","O180E4S","SCROLL","404A",44,"EXT. MEDIUM","EM",110,"O180E4S-44-EM-110",null,null,null,null,null,null,null,null,null,null,15030,14849,14668,14487,14306,14125,13944,13763,13582,13401,13220,12970,12720,12470,12220,11970,11764,11557,11351,11144,10938,10731,10525,10318,10112,9905,9699,9492,9286,9079,8873,8666,8460,8253,8047,7840,7682,7524,7366,7208,7050,6892,6734,6576,6418,6260,6136,6011,5886,5762,5637,5512,5388,5263,5138,5014,4889,4764,4640,4515,4390]
["MINI-CON","O200E4S","SCROLL","404A",44,"EXT. MEDIUM","EM",110,"O200E4S-44-EM-110",null,null,null,null,null,null,null,null,null,null,19740,19434,19128,18822,18516,18210,17904,17598,17292,16986,16680,16352,16024,15696,15368,15040,14773,14506,14239,13972,13705,13438,13171,12904,12637,12370,12103,11836,11569,11302,11035,10768,10501,10234,9967,9700,9498,9296,9094,8892,8690,8488,8286,8084,7882,7680,7525,7370,7214,7059,6904,6748,6593,6438,6282,6127,5972,5816,5661,5506,5350]
["MINI-CON","O250E4S","SCROLL","404A",44,"EXT. MEDIUM","EM",110,"O250E4S-44-EM-110",null,null,null,null,null,null,null,null,null,null,22200,21802,21404,21006,20608,20210,19812,19414,19016,18618,18220,17872,17524,17176,16828,16480,16192,15904,15616,15328,15040,14752,14464,14176,13888,13600,13312,13024,12736,12448,12160,11872,11584,11296,11008,10720,10499,10278,10057,9836,9615,9394,9173,8952,8731,8510,8340,8169,7998,7828,7657,7486,7316,7145,6974,6804,6633,6462,6292,6121,5950]
["MINI-CON","O280E4S","SCROLL","404A",44,"EXT. MEDIUM","EM",110,"O280E4S-44-EM-110",null,null,null,null,null,null,null,null,null,null,26380,25920,25460,24990,24530,24070,23610,23150,22680,22220,21760,21350,20950,20540,20140,19730,19390,19050,18700,18360,18020,17680,17330,16990,16640,16300,15960,15610,15270,14920,14580,14240,13890,13550,13200,12860,12580,12300,12030,11750,11470,11190,10910,10640,10360,10080,9820,9560,9310,9050,8790,8530,8270,8010,7750,7490]
["MINI-CON","O300E4S","SCROLL","404A",44,"EXT. MEDIUM","EM",110,"O300E4S-44-EM-110",null,null,null,null,null,null,null,null,null,null,28890,28543,28196,27849,27502,27155,26808,26461,26114,25767,25420,24914,24408,23902,23396,22890,22481,22071,21662,21252,20843,20433,20024,19614,19205,18795,18386,17976,17567,17157,16748,16338,15929,15519,15110,14700,14393,14086,13779,13472,13165,12858,12551,12244,11937,11630,11394,11158,10922,10686,10450,10214,9978,9742,9506,9270,9034,8798,8562,8326,8090]
["MINI-CON","O350E4S","SCROLL","404A",44,"EXT. MEDIUM","EM",110,"O350E4S-44-EM-110",null,null,null,null,null,null,null,null,null,null,32190,31770,31350,30930,30510,30090,29670,29250,28830,28410,27990,27436,26882,26328,25774,25220,24772,24324,23876,23428,22980,22532,22084,21636,21188,20740,20292,19844,19396,18948,18500,18052,17604,17156,16708,16260,15923,15586,15249,14912,14575,14238,13901,13564,13227,12890,12629,12368,12106,11845,11584,11322,11061,10800,10538,10277,10016,9754,9493,9232,8970]
["MINI-CON","O400E4S","SCROLL","404A",44,"EXT. MEDIUM","EM",110,"O400E4S-44-EM-110",null,null,null,null,null,null,null,null,null,null,35910,35452,34994,34536,34078,33620,33162,32704,32246,31788,31330,30720,30110,29500,28890,28280,27783,27285,26788,26290,25793,25295,24798,24300,23803,23305,22808,22310,21813,21315,20818,20320,19823,19325,18828,18330,17953,17576,17199,16822,16445,16068,15691,15314,14937,14560,14268,13976,13684,13392,13100,12808,12516,12224,11932,11640,11348,11056,10764,10472,10180]
["MINI-CON","O450E4S","SCROLL","404A",44,"EXT. MEDIUM","EM",110,"O450E4S-44-EM-110",null,null,null,null,null,null,null,null,null,null,40500,39995,39490,38985,38480,37975,37470,36965,36460,35955,35450,34746,34042,33338,32634,31930,31358,30786,30214,29642,29070,28498,27926,27354,26782,26210,25638,25066,24494,23922,23350,22778,22206,21634,21062,20490,20061,19632,19203,18774,18345,17916,17487,17058,16629,16200,15870,15540,15210,14880,14550,14220,13890,13560,13230,12900,12570,12240,11910,11580,11250]
["MINI-CON","O500E4S","SCROLL","404A",44,"EXT. MEDIUM","EM",110,"O500E4S-44-EM-110",null,null,null,null,null,null,null,null,null,null,45230,44581,43932,43283,42634,41985,41336,40687,40038,39389,38740,38020,37300,36580,35860,35140,34545,33950,33355,32760,32165,31570,30975,30380,29785,29190,28595,28000,27405,26810,26215,25620,25025,24430,23835,23240,22779,22318,21857,21396,20935,20474,20013,19552,19091,18630,18262,17893,17524,17156,16787,16418,16050,15681,15312,14944,14575,14206,13838,13469,13100]
["MINI-CON","O600E4S","SCROLL","404A",44,"EXT. MEDIUM","EM",110,"O600E4S-44-EM-110",null,null,null,null,null,null,null,null,null,null,53410,52678,51946,51214,50482,49750,49018,48286,47554,46822,46090,45258,44426,43594,42762,41930,41241,40551,39862,39172,38483,37793,37104,36414,35725,35035,34346,33656,32967,32277,31588,30898,30209,29519,28830,28140,27607,27074,26541,26008,25475,24942,24409,23876,23343,22810,22382,21954,21526,21098,20670,20242,19814,19386,18958,18530,18102,17674,17246,16818,16390]
["MINI-CON","H100E4S","HERMETIC","404A",44,"EXT. MEDIUM","EM",90,"H100E4S-44-EM-90",null,null,null,null,null,null,null,null,null,null,null,null,null,null,null,10590,10386,10182,9978,9774,9570,9378,9186,8994,8802,8610,8431,8252,8073,7894,7715,7536,7357,7178,6999,6820,6663,6506,6349,6192,6035,5878,5721,5564,5407,5250,5117,4984,4851,4718,4585,4452,4319,4186,4053,3920,3811,3702,3593,3484,3375,3266,3157,3048,2939,2830,2736,2642,2548,2454,2360]
["MINI-CON","H125E4S","HERMETIC","404A",44,"EXT. MEDIUM","EM",90,"H125E4S-44-EM-90",null,null,null,null,null,null,null,null,null,null,null,null,null,null,null,14260,14024,13788,13552,13316,13080,12846,12612,12378,12144,11910,11688,11466,11244,11022,10800,10578,10356,10134,9912,9690,9485,9280,9075,8870,8665,8460,8255,8050,7845,7640,7458,7276,7094,6912,6730,6548,6366,6184,6002,5820,5668,5516,5364,5212,5060,4908,4756,4604,4452,4300,4176,4052,3928,3804,3680]
["MINI-CON","H150E4S","HERMETIC","404A",44,"EXT. MEDIUM","EM",90,"H150E4S-44-EM-90",null,null,null,null,null,null,null,null,null,null,null,null,null,null,null,16270,15960,15650,15340,15030,14720,14414,14108,13802,13496,13190,12897,12604,12311,12018,11725,11432,11139,10846,10553,10260,9987,9714,9441,9168,8895,8622,8349,8076,7803,7530,7288,7046,6804,6562,6320,6078,5836,5594,5352,5110,4912,4714,4516,4318,4120,3922,3724,3526,3328,3130,2972,2814,2656,2498,2340]
["MINI-CON","H200E4S","HERMETIC","404A",44,"EXT. MEDIUM","EM",90,"H200E4S-44-EM-90",null,null,null,null,null,null,null,null,null,null,null,null,null,null,null,18960,18560,18160,17760,17360,16960,16582,16204,15826,15448,15070,14728,14386,14044,13702,13360,13018,12676,12334,11992,11650,11349,11048,10747,10446,10145,9844,9543,9242,8941,8640,8373,8106,7839,7572,7305,7038,6771,6504,6237,5970,5731,5492,5253,5014,4775,4536,4297,4058,3819,3580,3358,3136,2914,2692,2470]
["MINI-CON","H250E4S","HERMETIC","404A",44,"EXT. MEDIUM","EM",90,"H250E4S-44-EM-90",null,null,null,null,null,null,null,null,null,null,null,null,null,null,null,22170,21782,21394,21006,20618,20230,19844,19458,19072,18686,18300,17921,17542,17163,16784,16405,16026,15647,15268,14889,14510,14157,13804,13451,13098,12745,12392,12039,11686,11333,10980,10666,10352,10038,9724,9410,9096,8782,8468,8154,7840,7579,7318,7057,6796,6535,6274,6013,5752,5491,5230,5014,4798,4582,4366,4150]
["MINI-CON","H300E4S","HERMETIC","404A",44,"EXT. MEDIUM","EM",90,"H300E4S-44-EM-90",null,null,null,null,null,null,null,null,null,null,null,null,null,null,null,27060,26594,26128,25662,25196,24730,24264,23798,23332,22866,22400,21936,21472,21008,20544,20080,19616,19152,18688,18224,17760,17314,16868,16422,15976,15530,15084,14638,14192,13746,13300,12903,12506,12109,11712,11315,10918,10521,10124,9727,9330,9009,8688,8367,8046,7725,7404,7083,6762,6441,6120,5874,5628,5382,5136,4890]
["MINI-CON","H325E4S","HERMETIC","404A",44,"EXT. MEDIUM","EM",90,"H325E4S-44-EM-90",null,null,null,null,null,null,null,null,null,null,null,null,null,null,null,35720,34882,34044,33206,32368,31530,30778,30026,29274,28522,27770,27125,26480,25835,25190,24545,23900,23255,22610,21965,21320,20793,20266,19739,19212,18685,18158,17631,17104,16577,16050,15605,15160,14715,14270,13825,13380,12935,12490,12045,11600,11201,10802,10403,10004,9605,9206,8807,8408,8009,7610,7222,6834,6446,6058,5670]
["MINI-CON","H100E4S","HERMETIC","404A",44,"EXT. MEDIUM","EM",95,"H100E4S-44-EM-95",null,null,null,null,null,null,null,null,null,null,null,null,null,null,null,10090,9894,9698,9502,9306,9110,8926,8742,8558,8374,8190,8019,7848,7677,7506,7335,7164,6993,6822,6651,6480,6329,6178,6027,5876,5725,5574,5423,5272,5121,4970,4842,4714,4586,4458,4330,4202,4074,3946,3818,3690,3585,3480,3375,3270,3165,3060,2955,2850,2745,2640,2550,2460,2370,2280,2190]
["MINI-CON","H125E4S","HERMETIC","404A",44,"EXT. MEDIUM","EM",95,"H125E4S-44-EM-95",null,null,null,null,null,null,null,null,null,null,null,null,null,null,null,13620,13390,13160,12930,12700,12470,12246,12022,11798,11574,11350,11135,10920,10705,10490,10275,10060,9845,9630,9415,9200,9003,8806,8609,8412,8215,8018,7821,7624,7427,7230,7054,6878,6702,6526,6350,6174,5998,5822,5646,5470,5325,5180,5035,4890,4745,4600,4455,4310,4165,4020,3900,3780,3660,3540,3420]
["MINI-CON","H150E4S","HERMETIC","404A",44,"EXT. MEDIUM","EM",95,"H150E4S-44-EM-95",null,null,null,null,null,null,null,null,null,null,null,null,null,null,null,15280,14986,14692,14398,14104,13810,13516,13222,12928,12634,12340,12059,11778,11497,11216,10935,10654,10373,10092,9811,9530,9269,9008,8747,8486,8225,7964,7703,7442,7181,6920,6689,6458,6227,5996,5765,5534,5303,5072,4841,4610,4423,4236,4049,3862,3675,3488,3301,3114,2927,2740,2590,2440,2290,2140,1990]
["MINI-CON","H200E4S","HERMETIC","404A",44,"EXT. MEDIUM","EM",95,"H200E4S-44-EM-95",null,null,null,null,null,null,null,null,null,null,null,null,null,null,null,17870,17486,17102,16718,16334,15950,15588,15226,14864,14502,14140,13811,13482,13153,12824,12495,12166,11837,11508,11179,10850,10562,10274,9986,9698,9410,9122,8834,8546,8258,7970,7714,7458,7202,6946,6690,6434,6178,5922,5666,5410,5182,4954,4726,4498,4270,4042,3814,3586,3358,3130,2918,2706,2494,2282,2070]
["MINI-CON","H250E4S","HERMETIC","404A",44,"EXT. MEDIUM","EM",95,"H250E4S-44-EM-95",null,null,null,null,null,null,null,null,null,null,null,null,null,null,null,20940,20566,20192,19818,19444,19070,18702,18334,17966,17598,17230,16869,16508,16147,15786,15425,15064,14703,14342,13981,13620,13282,12944,12606,12268,11930,11592,11254,10916,10578,10240,9941,9642,9343,9044,8745,8446,8147,7848,7549,7250,7001,6752,6503,6254,6005,5756,5507,5258,5009,4760,4556,4352,4148,3944,3740]
["MINI-CON","H300E4S","HERMETIC","404A",44,"EXT. MEDIUM","EM",95,"H300E4S-44-EM-95",null,null,null,null,null,null,null,null,null,null,null,null,null,null,null,25490,25044,24598,24152,23706,23260,22812,22364,21916,21468,21020,20574,20128,19682,19236,18790,18344,17898,17452,17006,16560,16135,15710,15285,14860,14435,14010,13585,13160,12735,12310,11932,11554,11176,10798,10420,10042,9664,9286,8908,8530,8229,7928,7627,7326,7025,6724,6423,6122,5821,5520,5290,5060,4830,4600,4370]
["MINI-CON","H325E4S","HERMETIC","404A",44,"EXT. MEDIUM","EM",95,"H325E4S-44-EM-95",null,null,null,null,null,null,null,null,null,null,null,null,null,null,null,33580,32782,31984,31186,30388,29590,28866,28142,27418,26694,25970,25353,24736,24119,23502,22885,22268,21651,21034,20417,19800,19297,18794,18291,17788,17285,16782,16279,15776,15273,14770,14346,13922,13498,13074,12650,12226,11802,11378,10954,10530,10149,9768,9387,9006,8625,8244,7863,7482,7101,6720,6350,5980,5610,5240,4870]
["MINI-CON","H100E4S","HERMETIC","404A",44,"EXT. MEDIUM","EM",100,"H100E4S-44-EM-100",null,null,null,null,null,null,null,null,null,null,null,null,null,null,null,9580,9394,9208,9022,8836,8650,8474,8298,8122,7946,7770,7606,7442,7278,7114,6950,6786,6622,6458,6294,6130,5986,5842,5698,5554,5410,5266,5122,4978,4834,4690,4567,4444,4321,4198,4075,3952,3829,3706,3583,3460,3359,3258,3157,3056,2955,2854,2753,2652,2551,2450,2364,2278,2192,2106,2020]
["MINI-CON","H125E4S","HERMETIC","404A",44,"EXT. MEDIUM","EM",100,"H125E4S-44-EM-100",null,null,null,null,null,null,null,null,null,null,null,null,null,null,null,12960,12740,12520,12300,12080,11860,11644,11428,11212,10996,10780,10573,10366,10159,9952,9745,9538,9331,9124,8917,8710,8520,8330,8140,7950,7760,7570,7380,7190,7000,6810,6641,6472,6303,6134,5965,5796,5627,5458,5289,5120,4981,4842,4703,4564,4425,4286,4147,4008,3869,3730,3614,3498,3382,3266,3150]
["MINI-CON","H150E4S","HERMETIC","404A",44,"EXT. MEDIUM","EM",100,"H150E4S-44-EM-100",null,null,null,null,null,null,null,null,null,null,null,null,null,null,null,14320,14038,13756,13474,13192,12910,12626,12342,12058,11774,11490,11222,10954,10686,10418,10150,9882,9614,9346,9078,8810,8561,8312,8063,7814,7565,7316,7067,6818,6569,6320,6100,5880,5660,5440,5220,5000,4780,4560,4340,4120,3943,3766,3589,3412,3235,3058,2881,2704,2527,2350,2208,2066,1924,1782,1640]
["MINI-CON","H200E4S","HERMETIC","404A",44,"EXT. MEDIUM","EM",100,"H200E4S-44-EM-100",null,null,null,null,null,null,null,null,null,null,null,null,null,null,null,16800,16430,16060,15690,15320,14950,14602,14254,13906,13558,13210,12894,12578,12262,11946,11630,11314,10998,10682,10366,10050,9775,9500,9225,8950,8675,8400,8125,7850,7575,7300,7056,6812,6568,6324,6080,5836,5592,5348,5104,4860,4644,4428,4212,3996,3780,3564,3348,3132,2916,2700,2498,2296,2094,1892,1690]
["MINI-CON","H250E4S","HERMETIC","404A",44,"EXT. MEDIUM","EM",100,"H250E4S-44-EM-100",null,null,null,null,null,null,null,null,null,null,null,null,null,null,null,19700,19344,18988,18632,18276,17920,17568,17216,16864,16512,16160,15817,15474,15131,14788,14445,14102,13759,13416,13073,12730,12408,12086,11764,11442,11120,10798,10476,10154,9832,9510,9226,8942,8658,8374,8090,7806,7522,7238,6954,6670,6433,6196,5959,5722,5485,5248,5011,4774,4537,4300,4104,3908,3712,3516,3320]
["MINI-CON","H300E4S","HERMETIC","404A",44,"EXT. MEDIUM","EM",100,"H300E4S-44-EM-100",null,null,null,null,null,null,null,null,null,null,null,null,null,null,null,24000,23564,23128,22692,22256,21820,21386,20952,20518,20084,19650,19224,18798,18372,17946,17520,17094,16668,16242,15816,15390,14984,14578,14172,13766,13360,12954,12548,12142,11736,11330,10973,10616,10259,9902,9545,9188,8831,8474,8117,7760,7478,7196,6914,6632,6350,6068,5786,5504,5222,4940,4730,4520,4310,4100,3890]
["MINI-CON","H325E4S","HERMETIC","404A",44,"EXT. MEDIUM","EM",100,"H325E4S-44-EM-100",null,null,null,null,null,null,null,null,null,null,null,null,null,null,null,31510,30742,29974,29206,28438,27670,26978,26286,25594,24902,24210,23620,23030,22440,21850,21260,20670,20080,19490,18900,18310,17830,17350,16870,16390,15910,15430,14950,14470,13990,13510,13105,12700,12295,11890,11485,11080,10675,10270,9865,9460,9098,8736,8374,8012,7650,7288,6926,6564,6202,5840,5488,5136,4784,4432,4080]
["MINI-CON","H100E4S","HERMETIC","404A",44,"EXT. MEDIUM","EM",105,"H100E4S-44-EM-105",null,null,null,null,null,null,null,null,null,null,null,null,null,null,null,9065,8887,8709,8531,8353,8175,8007,7839,7671,7503,7335,7179,7023,6867,6711,6555,6399,6243,6087,5931,5775,5637,5499,5361,5223,5085,4947,4809,4671,4533,4395,4278,4160,4043,3925,3808,3690,3573,3455,3338,3220,3124,3027,2931,2834,2738,2641,2545,2448,2352,2255,2172,2089,2006,1923,1840]
["MINI-CON","H125E4S","HERMETIC","404A",44,"EXT. MEDIUM","EM",105,"H125E4S-44-EM-105",null,null,null,null,null,null,null,null,null,null,null,null,null,null,null,12295,12083,11871,11659,11447,11235,11027,10819,10611,10403,10195,9997,9798,9600,9401,9203,9004,8806,8607,8409,8210,8028,7845,7663,7480,7298,7115,6933,6750,6568,6385,6224,6062,5901,5739,5578,5416,5255,5093,4932,4770,4637,4503,4370,4236,4103,3969,3836,3702,3569,3435,3325,3215,3105,2995,2885]
["MINI-CON","H150E4S","HERMETIC","404A",44,"EXT. MEDIUM","EM",105,"H150E4S-44-EM-105",null,null,null,null,null,null,null,null,null,null,null,null,null,null,null,13350,13080,12810,12540,12270,12000,11731,11462,11193,10924,10655,10399,10143,9887,9631,9375,9119,8863,8607,8351,8095,7858,7620,7383,7145,6908,6670,6433,6195,5958,5720,5511,5302,5093,4884,4675,4466,4257,4048,3839,3630,3463,3296,3129,2962,2795,2628,2461,2294,2127,1960,1826,1692,1558,1424,1290]
["MINI-CON","H200E4S","HERMETIC","404A",44,"EXT. MEDIUM","EM",105,"H200E4S-44-EM-105",null,null,null,null,null,null,null,null,null,null,null,null,null,null,null,15705,15353,15001,14649,14297,13945,13613,13281,12949,12617,12285,11984,11682,11381,11079,10778,10476,10175,9873,9572,9270,9008,8746,8484,8222,7960,7698,7436,7174,6912,6650,6419,6187,5956,5724,5493,5261,5030,4798,4567,4335,4132,3928,3725,3521,3318,3114,2911,2707,2504,2300,2112,1924,1736,1548,1360]
["MINI-CON","H250E4S","HERMETIC","404A",44,"EXT. MEDIUM","EM",105,"H250E4S-44-EM-105",null,null,null,null,null,null,null,null,null,null,null,null,null,null,null,18450,18112,17774,17436,17098,16760,16427,16094,15761,15428,15095,14769,14443,14117,13791,13465,13139,12813,12487,12161,11835,11530,11224,10919,10613,10308,10002,9697,9391,9086,8780,8511,8241,7972,7702,7433,7163,6894,6624,6355,6085,5861,5637,5413,5189,4965,4741,4517,4293,4069,3845,3660,3475,3290,3105,2920]
["MINI-CON","H300E4S","HERMETIC","404A",44,"EXT. MEDIUM","EM",105,"H300E4S-44-EM-105",null,null,null,null,null,null,null,null,null,null,null,null,null,null,null,22445,22032,21619,21206,20793,20380,19968,19556,19144,18732,18320,17913,17506,17099,16692,16285,15878,15471,15064,14657,14250,13865,13479,13094,12708,12323,11937,11552,11166,10781,10395,10058,9721,9384,9047,8710,8373,8036,7699,7362,7025,6763,6501,6239,5977,5715,5453,5191,4929,4667,4405,4213,4021,3829,3637,3445]
["MINI-CON","H325E4S","HERMETIC","404A",44,"EXT. MEDIUM","EM",105,"H325E4S-44-EM-105",null,null,null,null,null,null,null,null,null,null,null,null,null,null,null,29490,28751,28012,27273,26534,25795,25135,24475,23815,23155,22495,21932,21368,20805,20241,19678,19114,18551,17987,17424,16860,16402,15944,15486,15028,14570,14112,13654,13196,12738,12280,11894,11508,11122,10736,10350,9964,9578,9192,8806,8420,8076,7731,7387,7042,6698,6353,6009,5664,5320,4975,4639,4303,3967,3631,3295]
["MINI-CON","H100E4S","HERMETIC","404A",44,"EXT. MEDIUM","EM",110,"H100E4S-44-EM-110",null,null,null,null,null,null,null,null,null,null,null,null,null,null,null,8550,8380,8210,8040,7870,7700,7540,7380,7220,7060,6900,6752,6604,6456,6308,6160,6012,5864,5716,5568,5420,5288,5156,5024,4892,4760,4628,4496,4364,4232,4100,3988,3876,3764,3652,3540,3428,3316,3204,3092,2980,2888,2796,2704,2612,2520,2428,2336,2244,2152,2060,1980,1900,1820,1740,1660]
["MINI-CON","H125E4S","HERMETIC","404A",44,"EXT. MEDIUM","EM",110,"H125E4S-44-EM-110",null,null,null,null,null,null,null,null,null,null,null,null,null,null,null,11630,11426,11222,11018,10814,10610,10410,10210,10010,9810,9610,9420,9230,9040,8850,8660,8470,8280,8090,7900,7710,7535,7360,7185,7010,6835,6660,6485,6310,6135,5960,5806,5652,5498,5344,5190,5036,4882,4728,4574,4420,4292,4164,4036,3908,3780,3652,3524,3396,3268,3140,3036,2932,2828,2724,2620]
["MINI-CON","H150E4S","HERMETIC","404A",44,"EXT. MEDIUM","EM",110,"H150E4S-44-EM-110",null,null,null,null,null,null,null,null,null,null,null,null,null,null,null,12380,12122,11864,11606,11348,11090,10836,10582,10328,10074,9820,9576,9332,9088,8844,8600,8356,8112,7868,7624,7380,7154,6928,6702,6476,6250,6024,5798,5572,5346,5120,4922,4724,4526,4328,4130,3932,3734,3536,3338,3140,2983,2826,2669,2512,2355,2198,2041,1884,1727,1570,1444,1318,1192,1066,940]
["MINI-CON","H200E4S","HERMETIC","404A",44,"EXT. MEDIUM","EM",110,"H200E4S-44-EM-110",null,null,null,null,null,null,null,null,null,null,null,null,null,null,null,14610,14276,13942,13608,13274,12940,12624,12308,11992,11676,11360,11073,10786,10499,10212,9925,9638,9351,9064,8777,8490,8241,7992,7743,7494,7245,6996,6747,6498,6249,6000,5781,5562,5343,5124,4905,4686,4467,4248,4029,3810,3619,3428,3237,3046,2855,2664,2473,2282,2091,1900,1726,1552,1378,1204,1030]
["MINI-CON","H250E4S","HERMETIC","404A",44,"EXT. MEDIUM","EM",110,"H250E4S-44-EM-110",null,null,null,null,null,null,null,null,null,null,null,null,null,null,null,17200,16880,16560,16240,15920,15600,15286,14972,14658,14344,14030,13721,13412,13103,12794,12485,12176,11867,11558,11249,10940,10651,10362,10073,9784,9495,9206,8917,8628,8339,8050,7795,7540,7285,7030,6775,6520,6265,6010,5755,5500,5289,5078,4867,4656,4445,4234,4023,3812,3601,3390,3216,3042,2868,2694,2520]
["MINI-CON","H300E4S","HERMETIC","404A",44,"EXT. MEDIUM","EM",110,"H300E4S-44-EM-110",null,null,null,null,null,null,null,null,null,null,null,null,null,null,null,20890,20500,20110,19720,19330,18940,18550,18160,17770,17380,16990,16602,16214,15826,15438,15050,14662,14274,13886,13498,13110,12745,12380,12015,11650,11285,10920,10555,10190,9825,9460,9143,8826,8509,8192,7875,7558,7241,6924,6607,6290,6048,5806,5564,5322,5080,4838,4596,4354,4112,3870,3696,3522,3348,3174,3000]
["MINI-CON","H325E4S","HERMETIC","404A",44,"EXT. MEDIUM","EM",110,"H325E4S-44-EM-110",null,null,null,null,null,null,null,null,null,null,null,null,null,null,null,27470,26760,26050,25340,24630,23920,23292,22664,22036,21408,20780,20243,19706,19169,18632,18095,17558,17021,16484,15947,15410,14974,14538,14102,13666,13230,12794,12358,11922,11486,11050,10683,10316,9949,9582,9215,8848,8481,8114,7747,7380,7053,6726,6399,6072,5745,5418,5091,4764,4437,4110,3790,3470,3150,2830,2510]
["MINI-CON","H100L44","HERMETIC","404A",44,"LOW","L",90,"H100L44-44-L-90",null,null,null,null,null,null,null,null,null,null,null,null,null,null,null,null,null,null,null,null,null,null,null,null,null,null,null,null,null,null,null,null,null,null,null,null,null,null,null,null,null,null,null,null,null,6450,6258,6066,5874,5682,5490,5320,5150,4980,4810,4640,4488,4336,4184,4032,3880,3738,3596,3454,3312,3170,3036,2902,2768,2634,2500,2370,2240,2110,1980,1850]
["MINI-CON","H150L44","HERMETIC","404A",44,"LOW","L",90,"H150L44-44-L-90",null,null,null,null,null,null,null,null,null,null,null,null,null,null,null,null,null,null,null,null,null,null,null,null,null,null,null,null,null,null,null,null,null,null,null,null,null,null,null,null,null,null,null,null,null,10120,9880,9640,9400,9160,8920,8686,8452,8218,7984,7750,7520,7290,7060,6830,6600,6376,6152,5928,5704,5480,5272,5064,4856,4648,4440,4248,4056,3864,3672,3480]
["MINI-CON","H200L44","HERMETIC","404A",44,"LOW","L",90,"H200L44-44-L-90",null,null,null,null,null,null,null,null,null,null,null,null,null,null,null,null,null,null,null,null,null,null,null,null,null,null,null,null,null,null,null,null,null,null,null,null,null,null,null,null,null,null,null,null,null,15650,15282,14914,14546,14178,13810,13446,13082,12718,12354,11990,11642,11294,10946,10598,10250,9916,9582,9248,8914,8580,8264,7948,7632,7316,7000,6706,6412,6118,5824,5530]
["MINI-CON","H300L44","HERMETIC","404A",44,"LOW","L",90,"H300L44-44-L-90",null,null,null,null,null,null,null,null,null,null,null,null,null,null,null,null,null,null,null,null,null,null,null,null,null,null,null,null,null,null,null,null,null,null,null,null,null,null,null,null,null,null,null,null,null,20270,19820,19370,18920,18470,18020,17582,17144,16706,16268,15830,15402,14974,14546,14118,13690,13276,12862,12448,12034,11620,11216,10812,10408,10004,9600,9206,8812,8418,8024,7630]
["MINI-CON","H100L44","HERMETIC","404A",44,"LOW","L",95,"H100L44-44-L-95",null,null,null,null,null,null,null,null,null,null,null,null,null,null,null,null,null,null,null,null,null,null,null,null,null,null,null,null,null,null,null,null,null,null,null,null,null,null,null,null,null,null,null,null,null,5920,5736,5552,5368,5184,5000,4842,4684,4526,4368,4210,4066,3922,3778,3634,3490,3358,3226,3094,2962,2830,2704,2578,2452,2326,2200,2076,1952,1828,1704,1580]
["MINI-CON","H150L44","HERMETIC","404A",44,"LOW","L",95,"H150L44-44-L-95",null,null,null,null,null,null,null,null,null,null,null,null,null,null,null,null,null,null,null,null,null,null,null,null,null,null,null,null,null,null,null,null,null,null,null,null,null,null,null,null,null,null,null,null,null,9470,9240,9010,8780,8550,8320,8096,7872,7648,7424,7200,6978,6756,6534,6312,6090,5878,5666,5454,5242,5030,4830,4630,4430,4230,4030,3850,3670,3490,3310,3130]
["MINI-CON","H200L44","HERMETIC","404A",44,"LOW","L",95,"H200L44-44-L-95",null,null,null,null,null,null,null,null,null,null,null,null,null,null,null,null,null,null,null,null,null,null,null,null,null,null,null,null,null,null,null,null,null,null,null,null,null,null,null,null,null,null,null,null,null,14690,14334,13978,13622,13266,12910,12564,12218,11872,11526,11180,10846,10512,10178,9844,9510,9192,8874,8556,8238,7920,7620,7320,7020,6720,6420,6142,5864,5586,5308,5030]
["MINI-CON","H300L44","HERMETIC","404A",44,"LOW","L",95,"H300L44-44-L-95",null,null,null,null,null,null,null,null,null,null,null,null,null,null,null,null,null,null,null,null,null,null,null,null,null,null,null,null,null,null,null,null,null,null,null,null,null,null,null,null,null,null,null,null,null,19040,18610,18180,17750,17320,16890,16472,16054,15636,15218,14800,14392,13984,13576,13168,12760,12364,11968,11572,11176,10780,10392,10004,9616,9228,8840,8462,8084,7706,7328,6950]
["MINI-CON","H100L44","HERMETIC","404A",44,"LOW","L",100,"H100L44-44-L-100",null,null,null,null,null,null,null,null,null,null,null,null,null,null,null,null,null,null,null,null,null,null,null,null,null,null,null,null,null,null,null,null,null,null,null,null,null,null,null,null,null,null,null,null,null,5360,5188,5016,4844,4672,4500,4354,4208,4062,3916,3770,3636,3502,3368,3234,3100,2976,2852,2728,2604,2480,2364,2248,2132,2016,1900,1784,1668,1552,1436,1320]
["MINI-CON","H150L44","HERMETIC","404A",44,"LOW","L",100,"H150L44-44-L-100",null,null,null,null,null,null,null,null,null,null,null,null,null,null,null,null,null,null,null,null,null,null,null,null,null,null,null,null,null,null,null,null,null,null,null,null,null,null,null,null,null,null,null,null,null,8820,8598,8376,8154,7932,7710,7498,7286,7074,6862,6650,6440,6230,6020,5810,5600,5396,5192,4988,4784,4580,4392,4204,4016,3828,3640,3470,3300,3130,2960,2790]
["MINI-CON","H200L44","HERMETIC","404A",44,"LOW","L",100,"H200L44-44-L-100",null,null,null,null,null,null,null,null,null,null,null,null,null,null,null,null,null,null,null,null,null,null,null,null,null,null,null,null,null,null,null,null,null,null,null,null,null,null,null,null,null,null,null,null,null,13740,13398,13056,12714,12372,12030,11700,11370,11040,10710,10380,10062,9744,9426,9108,8790,8488,8186,7884,7582,7280,6996,6712,6428,6144,5860,5596,5332,5068,4804,4540]
["MINI-CON","H300L44","HERMETIC","404A",44,"LOW","L",100,"H300L44-44-L-100",null,null,null,null,null,null,null,null,null,null,null,null,null,null,null,null,null,null,null,null,null,null,null,null,null,null,null,null,null,null,null,null,null,null,null,null,null,null,null,null,null,null,null,null,null,17810,17402,16994,16586,16178,15770,15374,14978,14582,14186,13790,13400,13010,12620,12230,11840,11462,11084,10706,10328,9950,9580,9210,8840,8470,8100,7736,7372,7008,6644,6280]
["MINI-CON","H100L44","HERMETIC","404A",44,"LOW","L",105,"H100L44-44-L-105",null,null,null,null,null,null,null,null,null,null,null,null,null,null,null,null,null,null,null,null,null,null,null,null,null,null,null,null,null,null,null,null,null,null,null,null,null,null,null,null,null,null,null,null,null,4800,4640,4480,4320,4160,4000,3865,3730,3595,3460,3325,3202,3079,2956,2833,2710,2597,2484,2371,2258,2145,2038,1931,1824,1717,1610,1505,1400,1295,1190,1085]
["MINI-CON","H150L44","HERMETIC","404A",44,"LOW","L",105,"H150L44-44-L-105",null,null,null,null,null,null,null,null,null,null,null,null,null,null,null,null,null,null,null,null,null,null,null,null,null,null,null,null,null,null,null,null,null,null,null,null,null,null,null,null,null,null,null,null,null,8165,7955,7745,7535,7325,7115,6914,6713,6512,6311,6110,5911,5712,5513,5314,5115,4923,4731,4539,4347,4155,3978,3801,3624,3447,3270,3111,2952,2793,2634,2475]
["MINI-CON","H200L44","HERMETIC","404A",44,"LOW","L",105,"H200L44-44-L-105",null,null,null,null,null,null,null,null,null,null,null,null,null,null,null,null,null,null,null,null,null,null,null,null,null,null,null,null,null,null,null,null,null,null,null,null,null,null,null,null,null,null,null,null,null,12795,12469,12143,11817,11491,11165,10851,10537,10223,9909,9595,9292,8989,8686,8383,8080,7794,7508,7222,6936,6650,6382,6114,5846,5578,5310,5063,4816,4569,4322,4075]
["MINI-CON","H300L44","HERMETIC","404A",44,"LOW","L",105,"H300L44-44-L-105",null,null,null,null,null,null,null,null,null,null,null,null,null,null,null,null,null,null,null,null,null,null,null,null,null,null,null,null,null,null,null,null,null,null,null,null,null,null,null,null,null,null,null,null,null,16600,16213,15826,15439,15052,14665,14289,13913,13537,13161,12785,12416,12047,11678,11309,10940,10580,10220,9860,9500,9140,8788,8436,8084,7732,7380,7033,6686,6339,5992,5645]
["MINI-CON","H100L44","HERMETIC","404A",44,"LOW","L",110,"H100L44-44-L-110",null,null,null,null,null,null,null,null,null,null,null,null,null,null,null,null,null,null,null,null,null,null,null,null,null,null,null,null,null,null,null,null,null,null,null,null,null,null,null,null,null,null,null,null,null,4240,4092,3944,3796,3648,3500,3376,3252,3128,3004,2880,2768,2656,2544,2432,2320,2218,2116,2014,1912,1810,1712,1614,1516,1418,1320,1226,1132,1038,944,850]
["MINI-CON","H150L44","HERMETIC","404A",44,"LOW","L",110,"H150L44-44-L-110",null,null,null,null,null,null,null,null,null,null,null,null,null,null,null,null,null,null,null,null,null,null,null,null,null,null,null,null,null,null,null,null,null,null,null,null,null,null,null,null,null,null,null,null,null,7510,7312,7114,6916,6718,6520,6330,6140,5950,5760,5570,5382,5194,5006,4818,4630,4450,4270,4090,3910,3730,3564,3398,3232,3066,2900,2752,2604,2456,2308,2160]
["MINI-CON","H200L44","HERMETIC","404A",44,"LOW","L",110,"H200L44-44-L-110",null,null,null,null,null,null,null,null,null,null,null,null,null,null,null,null,null,null,null,null,null,null,null,null,null,null,null,null,null,null,null,null,null,null,null,null,null,null,null,null,null,null,null,null,null,11850,11540,11230,10920,10610,10300,10002,9704,9406,9108,8810,8522,8234,7946,7658,7370,7100,6830,6560,6290,6020,5768,5516,5264,5012,4760,4530,4300,4070,3840,3610]
["MINI-CON","H300L44","HERMETIC","404A",44,"LOW","L",110,"H300L44-44-L-110",null,null,null,null,null,null,null,null,null,null,null,null,null,null,null,null,null,null,null,null,null,null,null,null,null,null,null,null,null,null,null,null,null,null,null,null,null,null,null,null,null,null,null,null,null,15390,15024,14658,14292,13926,13560,13204,12848,12492,12136,11780,11432,11084,10736,10388,10040,9698,9356,9014,8672,8330,7996,7662,7328,6994,6660,6330,6000,5670,5340,5010]
["NEXT-GEN II","BS03E4S","BITZER","404A",44,"EXT. MEDIUM","EM",90,"BS03E4S-44-EM-90",null,null,null,null,null,52900,51988,51076,50164,49252,48340,47428,46516,45604,44692,43780,42946,42112,41278,40444,39610,38828,38046,37264,36482,35700,35044,34388,33732,33076,32420,31764,31108,30452,29796,29140,28484,27828,27172,26516,25860,25204,24548,23892,23236,22580,22042,21504,20966,20428,19890,19396,18902,18408,17914,17420,16984,16548,16112,15676,15240,14804,14368,13932,13496,13060]
["NEXT-GEN II","BS04E4S","BITZER","404A",44,"EXT. MEDIUM","EM",90,"BS04E4S-44-EM-90",null,null,null,null,null,62790,61745,60700,59655,58610,57565,56520,55475,54430,53385,52340,51376,50412,49448,48484,47520,46614,45708,44802,43896,42990,42220,41450,40680,39910,39140,38370,37600,36830,36060,35290,34520,33750,32980,32210,31440,30670,29900,29130,28360,27590,26954,26318,25682,25046,24410,23822,23234,22646,22058,21470,20949,20428,19907,19386,18865,18344,17823,17302,16781,16260]
["NEXT-GEN II","BS05E4S","BITZER","404A",44,"EXT. MEDIUM","EM",90,"BS05E4S-44-EM-90",null,null,null,null,null,67580,66446,65312,64178,63044,61910,60776,59642,58508,57374,56240,55194,54148,53102,52056,51010,50024,49038,48052,47066,46080,45246,44411,43577,42742,41908,41073,40239,39404,38570,37735,36901,36066,35232,34397,33563,32728,31894,31059,30225,29390,28706,28022,27338,26654,25970,25342,24714,24086,23458,22830,22280,21730,21180,20630,20080,19530,18980,18430,17880,17330]
["NEXT-GEN II","BS06E4S","BITZER","404A",44,"EXT. MEDIUM","EM",90,"BS06E4S-44-EM-90",null,null,null,null,null,89670,88082,86494,84906,83318,81730,80142,78554,76966,75378,73790,72346,70902,69458,68014,66570,65222,63874,62526,61178,59830,58714,57597,56481,55364,54248,53131,52015,50898,49782,48665,47549,46432,45316,44199,43083,41966,40850,39733,38617,37500,36600,35700,34800,33900,33000,32178,31356,30534,29712,28890,28175,27460,26745,26030,25315,24600,23885,23170,22455,21740]
["NEXT-GEN II","BS07E4S","BITZER","404A",44,"EXT. MEDIUM","EM",90,"BS07E4S-44-EM-90",null,null,null,null,null,104950,103131,101312,99493,97674,95855,94036,92217,90398,88579,86760,85102,83444,81786,80128,78470,76916,75362,73808,72254,70700,69405,68110,66815,65520,64225,62930,61635,60340,59045,57750,56455,55160,53865,52570,51275,49980,48685,47390,46095,44800,43748,42696,41644,40592,39540,38580,37620,36660,35700,34740,33901,33062,32223,31384,30545,29706,28867,28028,27189,26350]
["NEXT-GEN II","BS08E4S","BITZER","404A",44,"EXT. MEDIUM","EM",90,"BS08E4S-44-EM-90",null,null,null,null,null,123380,121265,119150,117035,114920,112805,110690,108575,106460,104345,102230,100296,98362,96428,94494,92560,90744,88928,87112,85296,83480,81958,80436,78914,77392,75870,74348,72826,71304,69782,68260,66738,65216,63694,62172,60650,59128,57606,56084,54562,53040,51800,50560,49320,48080,46840,45704,44568,43432,42296,41160,40166,39172,38178,37184,36190,35196,34202,33208,32214,31220]
["NEXT-GEN II","BS10E4S","BITZER","404A",44,"EXT. MEDIUM","EM",90,"BS10E4S-44-EM-90",null,null,null,null,null,150290,147760,145230,142700,140170,137640,135110,132580,130050,127520,124990,122654,120318,117982,115646,113310,111102,108894,106686,104478,102270,100402,98533,96665,94796,92928,91059,89191,87322,85454,83585,81717,79848,77980,76111,74243,72374,70506,68637,66769,64900,63362,61824,60286,58748,57210,55798,54386,52974,51562,50150,48912,47674,46436,45198,43960,42722,41484,40246,39008,37770]
["NEXT-GEN II","BS12E4S","BITZER","404A",44,"EXT. MEDIUM","EM",90,"BS12E4S-44-EM-90",null,null,null,null,null,179260,176113,172966,169819,166672,163525,160378,157231,154084,150937,147790,144900,142010,139120,136230,133340,130626,127912,125198,122484,119770,117498,115225,112953,110680,108408,106135,103863,101590,99318,97045,94773,92500,90228,87955,85683,83410,81138,78865,76593,74320,72478,70636,68794,66952,65110,63428,61746,60064,58382,56700,55237,53774,52311,50848,49385,47922,46459,44996,43533,42070]
["NEXT-GEN II","BS15E4S","BITZER","404A",44,"EXT. MEDIUM","EM",90,"BS15E4S-44-EM-90",null,null,null,null,null,204870,201422,197974,194526,191078,187630,184182,180734,177286,173838,170390,167198,164006,160814,157622,154430,151414,148398,145382,142366,139350,136796,134241,131687,129132,126578,124023,121469,118914,116360,113805,111251,108696,106142,103587,101033,98478,95924,93369,90815,88260,86166,84072,81978,79884,77790,75870,73950,72030,70110,68190,66512,64834,63156,61478,59800,58122,56444,54766,53088,51410]
["NEXT-GEN II","BS03E4S","BITZER","404A",44,"EXT. MEDIUM","EM",95,"BS03E4S-44-EM-95",null,null,null,null,null,50370,49495,48620,47745,46870,45995,45120,44245,43370,42495,41620,40822,40024,39226,38428,37630,36878,36126,35374,34622,33870,33242,32614,31986,31358,30730,30102,29474,28846,28218,27590,26962,26334,25706,25078,24450,23822,23194,22566,21938,21310,20796,20282,19768,19254,18740,18268,17796,17324,16852,16380,15964,15548,15132,14716,14300,13884,13468,13052,12636,12220]
["NEXT-GEN II","BS04E4S","BITZER","404A",44,"EXT. MEDIUM","EM",95,"BS04E4S-44-EM-95",null,null,null,null,null,59810,58807,57804,56801,55798,54795,53792,52789,51786,50783,49780,48858,47936,47014,46092,45170,44300,43430,42560,41690,40820,40083,39346,38609,37872,37135,36398,35661,34924,34187,33450,32713,31976,31239,30502,29765,29028,28291,27554,26817,26080,25470,24860,24250,23640,23030,22468,21906,21344,20782,20220,19724,19228,18732,18236,17740,17244,16748,16252,15756,15260]
["NEXT-GEN II","BS05E4S","BITZER","404A",44,"EXT. MEDIUM","EM",95,"BS05E4S-44-EM-95",null,null,null,null,null,64240,63157,62074,60991,59908,58825,57742,56659,55576,54493,53410,52410,51410,50410,49410,48410,47470,46530,45590,44650,43710,42915,42119,41324,40528,39733,38937,38142,37346,36551,35755,34960,34164,33369,32573,31778,30982,30187,29391,28596,27800,27148,26496,25844,25192,24540,23942,23344,22746,22148,21550,21027,20504,19981,19458,18935,18412,17889,17366,16843,16320]
["NEXT-GEN II","BS06E4S","BITZER","404A",44,"EXT. MEDIUM","EM",95,"BS06E4S-44-EM-95",null,null,null,null,null,85400,83878,82356,80834,79312,77790,76268,74746,73224,71702,70180,68798,67416,66034,64652,63270,61978,60686,59394,58102,56810,55743,54675,53608,52540,51473,50405,49338,48270,47203,46135,45068,44000,42933,41865,40798,39730,38663,37595,36528,35460,34600,33740,32880,32020,31160,30374,29588,28802,28016,27230,26549,25868,25187,24506,23825,23144,22463,21782,21101,20420]
["NEXT-GEN II","BS07E4S","BITZER","404A",44,"EXT. MEDIUM","EM",95,"BS07E4S-44-EM-95",null,null,null,null,null,100120,98374,96628,94882,93136,91390,89644,87898,86152,84406,82660,81066,79472,77878,76284,74690,73200,71710,70220,68730,67240,65998,64756,63514,62272,61030,59788,58546,57304,56062,54820,53578,52336,51094,49852,48610,47368,46126,44884,43642,42400,41394,40388,39382,38376,37370,36452,35534,34616,33698,32780,31979,31178,30377,29576,28775,27974,27173,26372,25571,24770]
["NEXT-GEN II","BS08E4S","BITZER","404A",44,"EXT. MEDIUM","EM",95,"BS08E4S-44-EM-95",null,null,null,null,null,117830,115795,113760,111725,109690,107655,105620,103585,101550,99515,97480,95616,93752,91888,90024,88160,86414,84668,82922,81176,79430,77967,76504,75041,73578,72115,70652,69189,67726,66263,64800,63337,61874,60411,58948,57485,56022,54559,53096,51633,50170,48980,47790,46600,45410,44220,43130,42040,40950,39860,38770,37821,36872,35923,34974,34025,33076,32127,31178,30229,29280]
["NEXT-GEN II","BS10E4S","BITZER","404A",44,"EXT. MEDIUM","EM",95,"BS10E4S-44-EM-95",null,null,null,null,null,143140,140712,138284,135856,133428,131000,128572,126144,123716,121288,118860,116616,114372,112128,109884,107640,105522,103404,101286,99168,97050,95257,93464,91671,89878,88085,86292,84499,82706,80913,79120,77327,75534,73741,71948,70155,68362,66569,64776,62983,61190,59718,58246,56774,55302,53830,52480,51130,49780,48430,47080,45900,44720,43540,42360,41180,40000,38820,37640,36460,35280]
["NEXT-GEN II","BS12E4S","BITZER","404A",44,"EXT. MEDIUM","EM",95,"BS12E4S-44-EM-95",null,null,null,null,null,170760,167733,164706,161679,158652,155625,152598,149571,146544,143517,140490,137710,134930,132150,129370,126590,123980,121370,118760,116150,113540,111358,109176,106994,104812,102630,100448,98266,96084,93902,91720,89538,87356,85174,82992,80810,78628,76446,74264,72082,69900,68136,66372,64608,62844,61080,59472,57864,56256,54648,53040,51646,50252,48858,47464,46070,44676,43282,41888,40494,39100]
["NEXT-GEN II","BS15E4S","BITZER","404A",44,"EXT. MEDIUM","EM",95,"BS15E4S-44-EM-95",null,null,null,null,null,195440,192115,188790,185465,182140,178815,175490,172165,168840,165515,162190,159120,156050,152980,149910,146840,143940,141040,138140,135240,132340,129888,127435,124983,122530,120078,117625,115173,112720,110268,107815,105363,102910,100458,98005,95553,93100,90648,88195,85743,83290,81282,79274,77266,75258,73250,71414,69578,67742,65906,64070,62469,60868,59267,57666,56065,54464,52863,51262,49661,48060]
["NEXT-GEN II","BS03E4S","BITZER","404A",44,"EXT. MEDIUM","EM",100,"BS03E4S-44-EM-100",null,null,null,null,null,null,null,null,null,null,null,null,null,null,null,39450,38686,37922,37158,36394,35630,34912,34194,33476,32758,32040,31440,30840,30240,29640,29040,28440,27840,27240,26640,26040,25440,24840,24240,23640,23040,22440,21840,21240,20640,20040,19548,19056,18564,18072,17580,17130,16680,16230,15780,15330,14935,14540,14145,13750,13355,12960,12565,12170,11775,11380]
["NEXT-GEN II","BS04E4S","BITZER","404A",44,"EXT. MEDIUM","EM",100,"BS04E4S-44-EM-100",null,null,null,null,null,null,null,null,null,null,null,null,null,null,null,47200,46318,45436,44554,43672,42790,41958,41126,40294,39462,38630,37926,37222,36518,35814,35110,34406,33702,32998,32294,31590,30886,30182,29478,28774,28070,27366,26662,25958,25254,24550,23970,23390,22810,22230,21650,21114,20578,20042,19506,18970,18498,18026,17554,17082,16610,16138,15666,15194,14722,14250]
["NEXT-GEN II","BS05E4S","BITZER","404A",44,"EXT. MEDIUM","EM",100,"BS05E4S-44-EM-100",null,null,null,null,null,null,null,null,null,null,null,null,null,null,null,50560,49608,48656,47704,46752,45800,44904,44008,43112,42216,41320,40564,39807,39051,38294,37538,36781,36025,35268,34512,33755,32999,32242,31486,30729,29973,29216,28460,27703,26947,26190,25570,24950,24330,23710,23090,22522,21954,21386,20818,20250,19755,19260,18765,18270,17775,17280,16785,16290,15795,15300]
["NEXT-GEN II","BS06E4S","BITZER","404A",44,"EXT. MEDIUM","EM",100,"BS06E4S-44-EM-100",null,null,null,null,null,null,null,null,null,null,null,null,null,null,null,66550,65228,63906,62584,61262,59940,58708,57476,56244,55012,53780,52761,51742,50723,49704,48685,47666,46647,45628,44609,43590,42571,41552,40533,39514,38495,37476,36457,35438,34419,33400,32580,31760,30940,30120,29300,28554,27808,27062,26316,25570,24923,24276,23629,22982,22335,21688,21041,20394,19747,19100]
["NEXT-GEN II","BS07E4S","BITZER","404A",44,"EXT. MEDIUM","EM",100,"BS07E4S-44-EM-100",null,null,null,null,null,null,null,null,null,null,null,null,null,null,null,78530,77004,75478,73952,72426,70900,69474,68048,66622,65196,63770,62582,61394,60206,59018,57830,56642,55454,54266,53078,51890,50702,49514,48326,47138,45950,44762,43574,42386,41198,40010,39048,38086,37124,36162,35200,34324,33448,32572,31696,30820,30058,29296,28534,27772,27010,26248,25486,24724,23962,23200]
["NEXT-GEN II","BS08E4S","BITZER","404A",44,"EXT. MEDIUM","EM",100,"BS08E4S-44-EM-100",null,null,null,null,null,null,null,null,null,null,null,null,null,null,null,92710,90920,89130,87340,85550,83760,82082,80404,78726,77048,75370,73967,72564,71161,69758,68355,66952,65549,64146,62743,61340,59937,58534,57131,55728,54325,52922,51519,50116,48713,47310,46170,45030,43890,42750,41610,40568,39526,38484,37442,36400,35495,34590,33685,32780,31875,30970,30065,29160,28255,27350]
["NEXT-GEN II","BS10E4S","BITZER","404A",44,"EXT. MEDIUM","EM",100,"BS10E4S-44-EM-100",null,null,null,null,null,null,null,null,null,null,null,null,null,null,null,112740,110590,108440,106290,104140,101990,99960,97930,95900,93870,91840,90124,88408,86692,84976,83260,81544,79828,78112,76396,74680,72964,71248,69532,67816,66100,64384,62668,60952,59236,57520,56114,54708,53302,51896,50490,49202,47914,46626,45338,44050,42927,41804,40681,39558,38435,37312,36189,35066,33943,32820]
["NEXT-GEN II","BS12E4S","BITZER","404A",44,"EXT. MEDIUM","EM",100,"BS12E4S-44-EM-100",null,null,null,null,null,null,null,null,null,null,null,null,null,null,null,133210,130540,127870,125200,122530,119860,117356,114852,112348,109844,107340,105250,103159,101069,98978,96888,94797,92707,90616,88526,86435,84345,82254,80164,78073,75983,73892,71802,69711,67621,65530,63846,62162,60478,58794,57110,55578,54046,52514,50982,49450,48124,46798,45472,44146,42820,41494,40168,38842,37516,36190]
["NEXT-GEN II","BS15E4S","BITZER","404A",44,"EXT. MEDIUM","EM",100,"BS15E4S-44-EM-100",null,null,null,null,null,null,null,null,null,null,null,null,null,null,null,154060,151102,148144,145186,142228,139270,136490,133710,130930,128150,125370,123020,120669,118319,115968,113618,111267,108917,106566,104216,101865,99515,97164,94814,92463,90113,87762,85412,83061,80711,78360,76442,74524,72606,70688,68770,67014,65258,63502,61746,59990,58467,56944,55421,53898,52375,50852,49329,47806,46283,44760]
["NEXT-GEN II","BS03E4S","BITZER","404A",44,"EXT. MEDIUM","EM",105,"BS03E4S-44-EM-105",null,null,null,null,null,null,null,null,null,null,null,null,null,null,null,37260,36529,35798,35067,34336,33605,32921,32237,31553,30869,30185,29614,29042,28470,27898,27327,26755,26183,25611,25040,24468,23896,23324,22753,22181,21609,21037,20466,19894,19322,18750,18283,17816,17349,16882,16415,15988,15561,15134,14707,14280,13906,13531,13157,12782,12408,12033,11659,11284,10910,10535]
["NEXT-GEN II","BS04E4S","BITZER","404A",44,"EXT. MEDIUM","EM",105,"BS04E4S-44-EM-105",null,null,null,null,null,null,null,null,null,null,null,null,null,null,null,44605,43763,42921,42079,41237,40395,39603,38811,38019,37227,36435,35764,35093,34422,33751,33080,32409,31738,31067,30396,29725,29054,28383,27712,27041,26370,25699,25028,24357,23686,23015,22463,21911,21359,20807,20255,19746,19237,18728,18219,17710,17263,16815,16368,15920,15473,15025,14578,14130,13683,13235]
["NEXT-GEN II","BS05E4S","BITZER","404A",44,"EXT. MEDIUM","EM",105,"BS05E4S-44-EM-105",null,null,null,null,null,null,null,null,null,null,null,null,null,null,null,47695,46791,45887,44983,44079,43175,42324,41473,40622,39771,38920,38203,37485,36767,36049,35332,34614,33896,33178,32461,31743,31025,30307,29590,28872,28154,27436,26719,26001,25283,24565,23978,23391,22804,22217,21630,21093,20556,20019,19482,18945,18477,18008,17540,17071,16603,16134,15666,15197,14729,14260]
["NEXT-GEN II","BS06E4S","BITZER","404A",44,"EXT. MEDIUM","EM",105,"BS06E4S-44-EM-105",null,null,null,null,null,null,null,null,null,null,null,null,null,null,null,62890,61631,60372,59113,57854,56595,55420,54245,53070,51895,50720,49751,48782,47813,46843,45874,44905,43936,42966,41997,41028,40059,39089,38120,37151,36182,35212,34243,33274,32305,31335,30556,29777,28998,28219,27440,26732,26024,25316,24608,23900,23287,22674,22061,21448,20835,20222,19609,18996,18383,17770]
["NEXT-GEN II","BS07E4S","BITZER","404A",44,"EXT. MEDIUM","EM",105,"BS07E4S-44-EM-105",null,null,null,null,null,null,null,null,null,null,null,null,null,null,null,74375,72918,71461,70004,68547,67090,65726,64362,62998,61634,60270,59137,58004,56871,55737,54604,53471,52338,51204,50071,48938,47805,46671,45538,44405,43272,42138,41005,39872,38739,37605,36690,35775,34860,33945,33030,32197,31364,30531,29698,28865,28142,27418,26695,25971,25248,24524,23801,23077,22354,21630]
["NEXT-GEN II","BS08E4S","BITZER","404A",44,"EXT. MEDIUM","EM",105,"BS08E4S-44-EM-105",null,null,null,null,null,null,null,null,null,null,null,null,null,null,null,87905,86193,84481,82769,81057,79345,77739,76133,74527,72921,71315,69973,68631,67289,65946,64604,63262,61920,60577,59235,57893,56551,55208,53866,52524,51182,49839,48497,47155,45813,44470,43382,42294,41206,40118,39030,38037,37044,36051,35058,34065,33204,32343,31482,30621,29760,28899,28038,27177,26316,25455]
["NEXT-GEN II","BS10E4S","BITZER","404A",44,"EXT. MEDIUM","EM",105,"BS10E4S-44-EM-105",null,null,null,null,null,null,null,null,null,null,null,null,null,null,null,106580,104530,102480,100430,98380,96330,94393,92456,90519,88582,86645,85008,83370,81733,80095,78458,76820,75183,73545,71908,70270,68633,66995,65358,63720,62083,60445,58808,57170,55533,53895,52557,51219,49881,48543,47205,45981,44757,43533,42309,41085,40020,38954,37889,36823,35758,34692,33627,32561,31496,30430]
["NEXT-GEN II","BS12E4S","BITZER","404A",44,"EXT. MEDIUM","EM",105,"BS12E4S-44-EM-105",null,null,null,null,null,null,null,null,null,null,null,null,null,null,null,125930,123375,120820,118265,115710,113155,110760,108365,105970,103575,101180,99183,97186,95189,93191,91194,89197,87200,85202,83205,81208,79211,77213,75216,73219,71222,69224,67227,65230,63233,61235,59632,58029,56426,54823,53220,51762,50304,48846,47388,45930,44674,43417,42161,40904,39648,38391,37135,35878,34622,33365]
["NEXT-GEN II","BS15E4S","BITZER","404A",44,"EXT. MEDIUM","EM",105,"BS15E4S-44-EM-105",null,null,null,null,null,null,null,null,null,null,null,null,null,null,null,145800,142979,140158,137337,134516,131695,129037,126379,123721,121063,118405,116160,113914,111669,109423,107178,104932,102687,100441,98196,95950,93705,91459,89214,86968,84723,82477,80232,77986,75741,73495,71666,69837,68008,66179,64350,62679,61008,59337,57666,55995,54550,53104,51659,50213,48768,47322,45877,44431,42986,41540]
["NEXT-GEN II","BS03E4S","BITZER","404A",44,"EXT. MEDIUM","EM",110,"BS03E4S-44-EM-110",null,null,null,null,null,null,null,null,null,null,null,null,null,null,null,35070,34372,33674,32976,32278,31580,30930,30280,29630,28980,28330,27787,27243,26700,26156,25613,25069,24526,23982,23439,22895,22352,21808,21265,20721,20178,19634,19091,18547,18004,17460,17018,16576,16134,15692,15250,14846,14442,14038,13634,13230,12876,12522,12168,11814,11460,11106,10752,10398,10044,9690]
["NEXT-GEN II","BS04E4S","BITZER","404A",44,"EXT. MEDIUM","EM",110,"BS04E4S-44-EM-110",null,null,null,null,null,null,null,null,null,null,null,null,null,null,null,42010,41208,40406,39604,38802,38000,37248,36496,35744,34992,34240,33602,32964,32326,31688,31050,30412,29774,29136,28498,27860,27222,26584,25946,25308,24670,24032,23394,22756,22118,21480,20956,20432,19908,19384,18860,18378,17896,17414,16932,16450,16027,15604,15181,14758,14335,13912,13489,13066,12643,12220]
["NEXT-GEN II","BS05E4S","BITZER","404A",44,"EXT. MEDIUM","EM",110,"BS05E4S-44-EM-110",null,null,null,null,null,null,null,null,null,null,null,null,null,null,null,44830,43974,43118,42262,41406,40550,39744,38938,38132,37326,36520,35841,35162,34483,33804,33125,32446,31767,31088,30409,29730,29051,28372,27693,27014,26335,25656,24977,24298,23619,22940,22386,21832,21278,20724,20170,19664,19158,18652,18146,17640,17198,16756,16314,15872,15430,14988,14546,14104,13662,13220]
["NEXT-GEN II","BS06E4S","BITZER","404A",44,"EXT. MEDIUM","EM",110,"BS06E4S-44-EM-110",null,null,null,null,null,null,null,null,null,null,null,null,null,null,null,59230,58034,56838,55642,54446,53250,52132,51014,49896,48778,47660,46741,45821,44902,43982,43063,42143,41224,40304,39385,38465,37546,36626,35707,34787,33868,32948,32029,31109,30190,29270,28532,27794,27056,26318,25580,24910,24240,23570,22900,22230,21651,21072,20493,19914,19335,18756,18177,17598,17019,16440]
["NEXT-GEN II","BS07E4S","BITZER","404A",44,"EXT. MEDIUM","EM",110,"BS07E4S-44-EM-110",null,null,null,null,null,null,null,null,null,null,null,null,null,null,null,70220,68832,67444,66056,64668,63280,61978,60676,59374,58072,56770,55692,54613,53535,52456,51378,50299,49221,48142,47064,45985,44907,43828,42750,41671,40593,39514,38436,37357,36279,35200,34332,33464,32596,31728,30860,30070,29280,28490,27700,26910,26225,25540,24855,24170,23485,22800,22115,21430,20745,20060]
["NEXT-GEN II","BS08E4S","BITZER","404A",44,"EXT. MEDIUM","EM",110,"BS08E4S-44-EM-110",null,null,null,null,null,null,null,null,null,null,null,null,null,null,null,83100,81466,79832,78198,76564,74930,73396,71862,70328,68794,67260,65979,64697,63416,62134,60853,59571,58290,57008,55727,54445,53164,51882,50601,49319,48038,46756,45475,44193,42912,41630,40594,39558,38522,37486,36450,35506,34562,33618,32674,31730,30913,30096,29279,28462,27645,26828,26011,25194,24377,23560]
["NEXT-GEN II","BS10E4S","BITZER","404A",44,"EXT. MEDIUM","EM",110,"BS10E4S-44-EM-110",null,null,null,null,null,null,null,null,null,null,null,null,null,null,null,100420,98470,96520,94570,92620,90670,88826,86982,85138,83294,81450,79891,78332,76773,75214,73655,72096,70537,68978,67419,65860,64301,62742,61183,59624,58065,56506,54947,53388,51829,50270,49000,47730,46460,45190,43920,42760,41600,40440,39280,38120,37112,36104,35096,34088,33080,32072,31064,30056,29048,28040]
["NEXT-GEN II","BS12E4S","BITZER","404A",44,"EXT. MEDIUM","EM",110,"BS12E4S-44-EM-110",null,null,null,null,null,null,null,null,null,null,null,null,null,null,null,118650,116210,113770,111330,108890,106450,104164,101878,99592,97306,95020,93116,91212,89308,87404,85500,83596,81692,79788,77884,75980,74076,72172,70268,68364,66460,64556,62652,60748,58844,56940,55418,53896,52374,50852,49330,47946,46562,45178,43794,42410,41223,40036,38849,37662,36475,35288,34101,32914,31727,30540]
["NEXT-GEN II","BS15E4S","BITZER","404A",44,"EXT. MEDIUM","EM",110,"BS15E4S-44-EM-110",null,null,null,null,null,null,null,null,null,null,null,null,null,null,null,137540,134856,132172,129488,126804,124120,121584,119048,116512,113976,111440,109300,107159,105019,102878,100738,98597,96457,94316,92176,90035,87895,85754,83614,81473,79333,77192,75052,72911,70771,68630,66890,65150,63410,61670,59930,58344,56758,55172,53586,52000,50632,49264,47896,46528,45160,43792,42424,41056,39688,38320]
["NEXT-GEN II","BS03L4S","BITZER","404A",44,"LOW","L",90,"BS03L4S-44-L-90",null,null,null,null,null,null,null,null,null,null,null,null,null,null,null,null,null,null,null,null,null,null,null,null,null,null,null,null,null,null,null,null,null,null,null,null,null,null,null,null,null,null,null,null,null,27270,26668,26066,25464,24862,24260,23702,23144,22586,22028,21470,20948,20426,19904,19382,18860,18384,17908,17432,16956,16480,16046,15612,15178,14744,14310,13914,13518,13122,12726,12330,11985,11640,11295,10950,10605,10260,9915,9570,9225,8880]
["NEXT-GEN II","BS04L4S","BITZER","404A",44,"LOW","L",90,"BS04L4S-44-L-90",null,null,null,null,null,null,null,null,null,null,null,null,null,null,null,null,null,null,null,null,null,null,null,null,null,null,null,null,null,null,null,null,null,null,null,null,null,null,null,null,null,null,null,null,null,35440,34634,33828,33022,32216,31410,30666,29922,29178,28434,27690,27006,26322,25638,24954,24270,23642,23014,22386,21758,21130,20556,19982,19408,18834,18260,17740,17220,16700,16180,15660,15214,14768,14322,13876,13430,12984,12538,12092,11646,11200]
["NEXT-GEN II","BS05L4S","BITZER","404A",44,"LOW","L",90,"BS05L4S-44-L-90",null,null,null,null,null,null,null,null,null,null,null,null,null,null,null,null,null,null,null,null,null,null,null,null,null,null,null,null,null,null,null,null,null,null,null,null,null,null,null,null,null,null,null,null,null,41160,40242,39324,38406,37488,36570,35716,34862,34008,33154,32300,31516,30732,29948,29164,28380,27660,26940,26220,25500,24780,24118,23456,22794,22132,21470,20868,20266,19664,19062,18460,17937,17414,16891,16368,15845,15322,14799,14276,13753,13230]
["NEXT-GEN II","BS06L4S","BITZER","404A",44,"LOW","L",90,"BS06L4S-44-L-90",null,null,null,null,null,null,null,null,null,null,null,null,null,null,null,null,null,null,null,null,null,null,null,null,null,null,null,null,null,null,null,null,null,null,null,null,null,null,null,null,null,null,null,null,null,47860,46802,45744,44686,43628,42570,41586,40602,39618,38634,37650,36738,35826,34914,34002,33090,32254,31418,30582,29746,28910,28140,27370,26600,25830,25060,24354,23648,22942,22236,21530,20914,20298,19682,19066,18450,17834,17218,16602,15986,15370]
["NEXT-GEN II","BS08L4S","BITZER","404A",44,"LOW","L",90,"BS08L4S-44-L-90",null,null,null,null,null,null,null,null,null,null,null,null,null,null,null,null,null,null,null,null,null,null,null,null,null,null,null,null,null,null,null,null,null,null,null,null,null,null,null,null,null,null,null,null,null,64310,62778,61246,59714,58182,56650,55246,53842,52438,51034,49630,48344,47058,45772,44486,43200,42028,40856,39684,38512,37340,36274,35208,34142,33076,32010,31044,30078,29112,28146,27180,26353,25526,24699,23872,23045,22218,21391,20564,19737,18910]
["NEXT-GEN II","BS09L4S","BITZER","404A",44,"LOW","L",90,"BS09L4S-44-L-90",null,null,null,null,null,null,null,null,null,null,null,null,null,null,null,null,null,null,null,null,null,null,null,null,null,null,null,null,null,null,null,null,null,null,null,null,null,null,null,null,null,null,null,null,null,71120,69404,67688,65972,64256,62540,60964,59388,57812,56236,54660,53214,51768,50322,48876,47430,46108,44786,43464,42142,40820,39620,38420,37220,36020,34820,33730,32640,31550,30460,29370,28435,27500,26565,25630,24695,23760,22825,21890,20955,20020]
["NEXT-GEN II","BS10L4S","BITZER","404A",44,"LOW","L",90,"BS10L4S-44-L-90",null,null,null,null,null,null,null,null,null,null,null,null,null,null,null,null,null,null,null,null,null,null,null,null,null,null,null,null,null,null,null,null,null,null,null,null,null,null,null,null,null,null,null,null,null,83070,81162,79254,77346,75438,73530,71770,70010,68250,66490,64730,63102,61474,59846,58218,56590,55096,53602,52108,50614,49120,47748,46376,45004,43632,42260,41014,39768,38522,37276,36030,34953,33876,32799,31722,30645,29568,28491,27414,26337,25260]
["NEXT-GEN II","BS12L4S","BITZER","404A",44,"LOW","L",90,"BS12L4S-44-L-90",null,null,null,null,null,null,null,null,null,null,null,null,null,null,null,null,null,null,null,null,null,null,null,null,null,null,null,null,null,null,null,null,null,null,null,null,null,null,null,null,null,null,null,null,null,94760,92686,90612,88538,86464,84390,82456,80522,78588,76654,74720,72920,71120,69320,67520,65720,64056,62392,60728,59064,57400,55860,54320,52780,51240,49700,48274,46848,45422,43996,42570,41319,40068,38817,37566,36315,35064,33813,32562,31311,30060]
["NEXT-GEN II","BS15L4S","BITZER","404A",44,"LOW","L",90,"BS15L4S-44-L-90",null,null,null,null,null,null,null,null,null,null,null,null,null,null,null,null,null,null,null,null,null,null,null,null,null,null,null,null,null,null,null,null,null,null,null,null,null,null,null,null,null,null,null,null,null,109910,107594,105278,102962,100646,98330,96166,94002,91838,89674,87510,85478,83446,81414,79382,77350,75466,73582,71698,69814,67930,66178,64426,62674,60922,59170,57550,55930,54310,52690,51070,49629,48188,46747,45306,43865,42424,40983,39542,38101,36660]
["NEXT-GEN II","BS22L4S","BITZER","404A",44,"LOW","L",90,"BS22L4S-44-L-90",null,null,null,null,null,null,null,null,null,null,null,null,null,null,null,null,null,null,null,null,null,null,null,null,null,null,null,null,null,null,null,null,null,null,null,null,null,null,null,null,null,null,null,null,null,132420,129610,126800,123990,121180,118370,115748,113126,110504,107882,105260,102812,100364,97916,95468,93020,90754,88488,86222,83956,81690,79592,77494,75396,73298,71200,69272,67344,65416,63488,61560,59855,58150,56445,54740,53035,51330,49625,47920,46215,44510]
["NEXT-GEN II","BS03L4S","BITZER","404A",44,"LOW","L",95,"BS03L4S-44-L-95",null,null,null,null,null,null,null,null,null,null,null,null,null,null,null,null,null,null,null,null,null,null,null,null,null,null,null,null,null,null,null,null,null,null,null,null,null,null,null,null,null,null,null,null,null,25710,25144,24578,24012,23446,22880,22352,21824,21296,20768,20240,19742,19244,18746,18248,17750,17304,16858,16412,15966,15520,15106,14692,14278,13864,13450,13074,12698,12322,11946,11570,11241,10912,10583,10254,9925,9596,9267,8938,8609,8280]
["NEXT-GEN II","BS04L4S","BITZER","404A",44,"LOW","L",95,"BS04L4S-44-L-95",null,null,null,null,null,null,null,null,null,null,null,null,null,null,null,null,null,null,null,null,null,null,null,null,null,null,null,null,null,null,null,null,null,null,null,null,null,null,null,null,null,null,null,null,null,33480,32710,31940,31170,30400,29630,28920,28210,27500,26790,26080,25430,24780,24130,23480,22830,22232,21634,21036,20438,19840,19296,18752,18208,17664,17120,16626,16132,15638,15144,14650,14227,13804,13381,12958,12535,12112,11689,11266,10843,10420]
["NEXT-GEN II","BS05L4S","BITZER","404A",44,"LOW","L",95,"BS05L4S-44-L-95",null,null,null,null,null,null,null,null,null,null,null,null,null,null,null,null,null,null,null,null,null,null,null,null,null,null,null,null,null,null,null,null,null,null,null,null,null,null,null,null,null,null,null,null,null,38880,38004,37128,36252,35376,34500,33686,32872,32058,31244,30430,29682,28934,28186,27438,26690,26004,25318,24632,23946,23260,22630,22000,21370,20740,20110,19538,18966,18394,17822,17250,16755,16260,15765,15270,14775,14280,13785,13290,12795,12300]
["NEXT-GEN II","BS06L4S","BITZER","404A",44,"LOW","L",95,"BS06L4S-44-L-95",null,null,null,null,null,null,null,null,null,null,null,null,null,null,null,null,null,null,null,null,null,null,null,null,null,null,null,null,null,null,null,null,null,null,null,null,null,null,null,null,null,null,null,null,null,45190,44176,43162,42148,41134,40120,39178,38236,37294,36352,35410,34542,33674,32806,31938,31070,30270,29470,28670,27870,27070,26338,25606,24874,24142,23410,22740,22070,21400,20730,20060,19478,18896,18314,17732,17150,16568,15986,15404,14822,14240]
["NEXT-GEN II","BS08L4S","BITZER","404A",44,"LOW","L",95,"BS08L4S-44-L-95",null,null,null,null,null,null,null,null,null,null,null,null,null,null,null,null,null,null,null,null,null,null,null,null,null,null,null,null,null,null,null,null,null,null,null,null,null,null,null,null,null,null,null,null,null,60640,59176,57712,56248,54784,53320,51974,50628,49282,47936,46590,45364,44138,42912,41686,40460,39344,38228,37112,35996,34880,33866,32852,31838,30824,29810,28894,27978,27062,26146,25230,24447,23664,22881,22098,21315,20532,19749,18966,18183,17400]
["NEXT-GEN II","BS09L4S","BITZER","404A",44,"LOW","L",95,"BS09L4S-44-L-95",null,null,null,null,null,null,null,null,null,null,null,null,null,null,null,null,null,null,null,null,null,null,null,null,null,null,null,null,null,null,null,null,null,null,null,null,null,null,null,null,null,null,null,null,null,66870,65226,63582,61938,60294,58650,57146,55642,54138,52634,51130,49750,48370,46990,45610,44230,42972,41714,40456,39198,37940,36800,35660,34520,33380,32240,31206,30172,29138,28104,27070,26188,25306,24424,23542,22660,21778,20896,20014,19132,18250]
["NEXT-GEN II","BS10L4S","BITZER","404A",44,"LOW","L",95,"BS10L4S-44-L-95",null,null,null,null,null,null,null,null,null,null,null,null,null,null,null,null,null,null,null,null,null,null,null,null,null,null,null,null,null,null,null,null,null,null,null,null,null,null,null,null,null,null,null,null,null,78230,76406,74582,72758,70934,69110,67432,65754,64076,62398,60720,59166,57612,56058,54504,52950,51526,50102,48678,47254,45830,44526,43222,41918,40614,39310,38128,36946,35764,34582,33400,32381,31362,30343,29324,28305,27286,26267,25248,24229,23210]
["NEXT-GEN II","BS12L4S","BITZER","404A",44,"LOW","L",95,"BS12L4S-44-L-95",null,null,null,null,null,null,null,null,null,null,null,null,null,null,null,null,null,null,null,null,null,null,null,null,null,null,null,null,null,null,null,null,null,null,null,null,null,null,null,null,null,null,null,null,null,89480,87494,85508,83522,81536,79550,77698,75846,73994,72142,70290,68576,66862,65148,63434,61720,60122,58524,56926,55328,53730,52258,50786,49314,47842,46370,45014,43658,42302,40946,39590,38402,37214,36026,34838,33650,32462,31274,30086,28898,27710]
["NEXT-GEN II","BS15L4S","BITZER","404A",44,"LOW","L",95,"BS15L4S-44-L-95",null,null,null,null,null,null,null,null,null,null,null,null,null,null,null,null,null,null,null,null,null,null,null,null,null,null,null,null,null,null,null,null,null,null,null,null,null,null,null,null,null,null,null,null,null,103830,101626,99422,97218,95014,92810,90740,88670,86600,84530,82460,80518,78576,76634,74692,72750,70950,69150,67350,65550,63750,62080,60410,58740,57070,55400,53858,52316,50774,49232,47690,46322,44954,43586,42218,40850,39482,38114,36746,35378,34010]
["NEXT-GEN II","BS22L4S","BITZER","404A",44,"LOW","L",95,"BS22L4S-44-L-95",null,null,null,null,null,null,null,null,null,null,null,null,null,null,null,null,null,null,null,null,null,null,null,null,null,null,null,null,null,null,null,null,null,null,null,null,null,null,null,null,null,null,null,null,null,125330,122654,119978,117302,114626,111950,109442,106934,104426,101918,99410,97070,94730,92390,90050,87710,85546,83382,81218,79054,76890,74890,72890,70890,68890,66890,65054,63218,61382,59546,57710,56094,54478,52862,51246,49630,48014,46398,44782,43166,41550]
["NEXT-GEN II","BS03L4S","BITZER","404A",44,"LOW","L",100,"BS03L4S-44-L-100",null,null,null,null,null,null,null,null,null,null,null,null,null,null,null,null,null,null,null,null,null,null,null,null,null,null,null,null,null,null,null,null,null,null,null,null,null,null,null,null,null,null,null,null,null,24190,23666,23142,22618,22094,21570,21060,20550,20040,19530,19020,18552,18084,17616,17148,16680,16252,15824,15396,14968,14540,14148,13756,13364,12972,12580,12224,11868,11512,11156,10800,10488,10176,9864,9552,9240,8928,8616,8304,7992,7680]
["NEXT-GEN II","BS04L4S","BITZER","404A",44,"LOW","L",100,"BS04L4S-44-L-100",null,null,null,null,null,null,null,null,null,null,null,null,null,null,null,null,null,null,null,null,null,null,null,null,null,null,null,null,null,null,null,null,null,null,null,null,null,null,null,null,null,null,null,null,null,31510,30778,30046,29314,28582,27850,27176,26502,25828,25154,24480,23862,23244,22626,22008,21390,20822,20254,19686,19118,18550,18034,17518,17002,16486,15970,15504,15038,14572,14106,13640,13240,12840,12440,12040,11640,11240,10840,10440,10040,9640]
["NEXT-GEN II","BS05L4S","BITZER","404A",44,"LOW","L",100,"BS05L4S-44-L-100",null,null,null,null,null,null,null,null,null,null,null,null,null,null,null,null,null,null,null,null,null,null,null,null,null,null,null,null,null,null,null,null,null,null,null,null,null,null,null,null,null,null,null,null,null,36610,35772,34934,34096,33258,32420,31648,30876,30104,29332,28560,27848,27136,26424,25712,25000,24350,23700,23050,22400,21750,21154,20558,19962,19366,18770,18228,17686,17144,16602,16060,15593,15126,14659,14192,13725,13258,12791,12324,11857,11390]
["NEXT-GEN II","BS06L4S","BITZER","404A",44,"LOW","L",100,"BS06L4S-44-L-100",null,null,null,null,null,null,null,null,null,null,null,null,null,null,null,null,null,null,null,null,null,null,null,null,null,null,null,null,null,null,null,null,null,null,null,null,null,null,null,null,null,null,null,null,null,42540,41572,40604,39636,38668,37700,36798,35896,34994,34092,33190,32364,31538,30712,29886,29060,28302,27544,26786,26028,25270,24574,23878,23182,22486,21790,21154,20518,19882,19246,18610,18061,17512,16963,16414,15865,15316,14767,14218,13669,13120]
["NEXT-GEN II","BS08L4S","BITZER","404A",44,"LOW","L",100,"BS08L4S-44-L-100",null,null,null,null,null,null,null,null,null,null,null,null,null,null,null,null,null,null,null,null,null,null,null,null,null,null,null,null,null,null,null,null,null,null,null,null,null,null,null,null,null,null,null,null,null,57010,55608,54206,52804,51402,50000,48722,47444,46166,44888,43610,42438,41266,40094,38922,37750,36686,35622,34558,33494,32430,31470,30510,29550,28590,27630,26764,25898,25032,24166,23300,22562,21824,21086,20348,19610,18872,18134,17396,16658,15920]
["NEXT-GEN II","BS09L4S","BITZER","404A",44,"LOW","L",100,"BS09L4S-44-L-100",null,null,null,null,null,null,null,null,null,null,null,null,null,null,null,null,null,null,null,null,null,null,null,null,null,null,null,null,null,null,null,null,null,null,null,null,null,null,null,null,null,null,null,null,null,62630,61064,59498,57932,56366,54800,53366,51932,50498,49064,47630,46320,45010,43700,42390,41080,39882,38684,37486,36288,35090,34010,32930,31850,30770,29690,28716,27742,26768,25794,24820,23991,23162,22333,21504,20675,19846,19017,18188,17359,16530]
["NEXT-GEN II","BS10L4S","BITZER","404A",44,"LOW","L",100,"BS10L4S-44-L-100",null,null,null,null,null,null,null,null,null,null,null,null,null,null,null,null,null,null,null,null,null,null,null,null,null,null,null,null,null,null,null,null,null,null,null,null,null,null,null,null,null,null,null,null,null,73410,71678,69946,68214,66482,64750,63144,61538,59932,58326,56720,55240,53760,52280,50800,49320,47970,46620,45270,43920,42570,41332,40094,38856,37618,36380,35260,34140,33020,31900,30780,29821,28862,27903,26944,25985,25026,24067,23108,22149,21190]
["NEXT-GEN II","BS12L4S","BITZER","404A",44,"LOW","L",100,"BS12L4S-44-L-100",null,null,null,null,null,null,null,null,null,null,null,null,null,null,null,null,null,null,null,null,null,null,null,null,null,null,null,null,null,null,null,null,null,null,null,null,null,null,null,null,null,null,null,null,null,84280,82368,80456,78544,76632,74720,72954,71188,69422,67656,65890,64252,62614,60976,59338,57700,56184,54668,53152,51636,50120,48714,47308,45902,44496,43090,41800,40510,39220,37930,36640,35516,34392,33268,32144,31020,29896,28772,27648,26524,25400]
["NEXT-GEN II","BS15L4S","BITZER","404A",44,"LOW","L",100,"BS15L4S-44-L-100",null,null,null,null,null,null,null,null,null,null,null,null,null,null,null,null,null,null,null,null,null,null,null,null,null,null,null,null,null,null,null,null,null,null,null,null,null,null,null,null,null,null,null,null,null,97820,95718,93616,91514,89412,87310,85336,83362,81388,79414,77440,75588,73736,71884,70032,68180,66464,64748,63032,61316,59600,58012,56424,54836,53248,51660,50196,48732,47268,45804,44340,43046,41752,40458,39164,37870,36576,35282,33988,32694,31400]
["NEXT-GEN II","BS22L4S","BITZER","404A",44,"LOW","L",100,"BS22L4S-44-L-100",null,null,null,null,null,null,null,null,null,null,null,null,null,null,null,null,null,null,null,null,null,null,null,null,null,null,null,null,null,null,null,null,null,null,null,null,null,null,null,null,null,null,null,null,null,118330,115772,113214,110656,108098,105540,103146,100752,98358,95964,93570,91342,89114,86886,84658,82430,80366,78302,76238,74174,72110,70212,68314,66416,64518,62620,60876,59132,57388,55644,53900,52371,50842,49313,47784,46255,44726,43197,41668,40139,38610]
["NEXT-GEN II","BS03L4S","BITZER","404A",44,"LOW","L",105,"BS03L4S-44-L-105",null,null,null,null,null,null,null,null,null,null,null,null,null,null,null,null,null,null,null,null,null,null,null,null,null,null,null,null,null,null,null,null,null,null,null,null,null,null,null,null,null,null,null,null,null,22780,22266,21752,21238,20724,20210,19727,19244,18761,18278,17795,17352,16909,16466,16023,15580,15176,14772,14368,13964,13560,13190,12820,12450,12080,11710,11374,11038,10702,10366,10030,9735,9439,9144,8848,8553,8257,7962,7666,7371,7075]
["NEXT-GEN II","BS04L4S","BITZER","404A",44,"LOW","L",105,"BS04L4S-44-L-105",null,null,null,null,null,null,null,null,null,null,null,null,null,null,null,null,null,null,null,null,null,null,null,null,null,null,null,null,null,null,null,null,null,null,null,null,null,null,null,null,null,null,null,null,null,29540,28845,28150,27455,26760,26065,25426,24787,24148,23509,22870,22286,21702,21118,20534,19950,19413,18876,18339,17802,17265,16778,16291,15804,15317,14830,14390,13950,13510,13070,12630,12254,11877,11501,11124,10748,10371,9995,9618,9242,8865]
["NEXT-GEN II","BS05L4S","BITZER","404A",44,"LOW","L",105,"BS05L4S-44-L-105",null,null,null,null,null,null,null,null,null,null,null,null,null,null,null,null,null,null,null,null,null,null,null,null,null,null,null,null,null,null,null,null,null,null,null,null,null,null,null,null,null,null,null,null,null,34345,33548,32751,31954,31157,30360,29627,28894,28161,27428,26695,26021,25347,24673,23999,23325,22709,22093,21477,20861,20245,19683,19121,18559,17997,17435,16923,16411,15899,15387,14875,14436,13997,13558,13119,12680,12241,11802,11363,10924,10485]
["NEXT-GEN II","BS06L4S","BITZER","404A",44,"LOW","L",105,"BS06L4S-44-L-105",null,null,null,null,null,null,null,null,null,null,null,null,null,null,null,null,null,null,null,null,null,null,null,null,null,null,null,null,null,null,null,null,null,null,null,null,null,null,null,null,null,null,null,null,null,39915,38991,38067,37143,36219,35295,34439,33583,32727,31871,31015,30231,29447,28663,27879,27095,26375,25655,24935,24215,23495,22836,22177,21518,20859,20200,19601,19002,18403,17804,17205,16689,16172,15656,15139,14623,14106,13590,13073,12557,12040]
["NEXT-GEN II","BS08L4S","BITZER","404A",44,"LOW","L",105,"BS08L4S-44-L-105",null,null,null,null,null,null,null,null,null,null,null,null,null,null,null,null,null,null,null,null,null,null,null,null,null,null,null,null,null,null,null,null,null,null,null,null,null,null,null,null,null,null,null,null,null,53440,52101,50762,49423,48084,46745,45528,44311,43094,41877,40660,39547,38434,37321,36208,35095,34087,33079,32071,31063,30055,29146,28237,27328,26419,25510,24693,23876,23059,22242,21425,20732,20038,19345,18651,17958,17264,16571,15877,15184,14490]
["NEXT-GEN II","BS09L4S","BITZER","404A",44,"LOW","L",105,"BS09L4S-44-L-105",null,null,null,null,null,null,null,null,null,null,null,null,null,null,null,null,null,null,null,null,null,null,null,null,null,null,null,null,null,null,null,null,null,null,null,null,null,null,null,null,null,null,null,null,null,58480,56986,55492,53998,52504,51010,49649,48288,46927,45566,44205,42961,41717,40473,39229,37985,36853,35721,34589,33457,32325,31304,30283,29262,28241,27220,26304,25388,24472,23556,22640,21863,21086,20309,19532,18755,17978,17201,16424,15647,14870]
["NEXT-GEN II","BS10L4S","BITZER","404A",44,"LOW","L",105,"BS10L4S-44-L-105",null,null,null,null,null,null,null,null,null,null,null,null,null,null,null,null,null,null,null,null,null,null,null,null,null,null,null,null,null,null,null,null,null,null,null,null,null,null,null,null,null,null,null,null,null,68630,66984,65338,63692,62046,60400,58874,57348,55822,54296,52770,51366,49962,48558,47154,45750,44471,43192,41913,40634,39355,38186,37017,35848,34679,33510,32455,31400,30345,29290,28235,27335,26434,25534,24633,23733,22832,21932,21031,20131,19230]
["NEXT-GEN II","BS12L4S","BITZER","404A",44,"LOW","L",105,"BS12L4S-44-L-105",null,null,null,null,null,null,null,null,null,null,null,null,null,null,null,null,null,null,null,null,null,null,null,null,null,null,null,null,null,null,null,null,null,null,null,null,null,null,null,null,null,null,null,null,null,79065,77250,75435,73620,71805,69990,68309,66628,64947,63266,61585,60022,58459,56896,55333,53770,52324,50878,49432,47986,46540,45208,43876,42544,41212,39880,38659,37438,36217,34996,33775,32714,31653,30592,29531,28470,27409,26348,25287,24226,23165]
["NEXT-GEN II","BS15L4S","BITZER","404A",44,"LOW","L",105,"BS15L4S-44-L-105",null,null,null,null,null,null,null,null,null,null,null,null,null,null,null,null,null,null,null,null,null,null,null,null,null,null,null,null,null,null,null,null,null,null,null,null,null,null,null,null,null,null,null,null,null,91850,89851,87852,85853,83854,81855,79977,78099,76221,74343,72465,70707,68949,67191,65433,63675,62043,60411,58779,57147,55515,54010,52505,51000,49495,47990,46605,45220,43835,42450,41065,39846,38626,37407,36187,34968,33748,32529,31309,30090,28870]
["NEXT-GEN II","BS22L4S","BITZER","404A",44,"LOW","L",105,"BS22L4S-44-L-105",null,null,null,null,null,null,null,null,null,null,null,null,null,null,null,null,null,null,null,null,null,null,null,null,null,null,null,null,null,null,null,null,null,null,null,null,null,null,null,null,null,null,null,null,null,111350,108915,106480,104045,101610,99175,96897,94619,92341,90063,87785,85665,83545,81425,79305,77185,75226,73267,71308,69349,67390,65591,63792,61993,60194,58395,56746,55097,53448,51799,50150,48710,47269,45829,44388,42948,41507,40067,38626,37186,35745]
["NEXT-GEN II","BS03L4S","BITZER","404A",44,"LOW","L",110,"BS03L4S-44-L-110",null,null,null,null,null,null,null,null,null,null,null,null,null,null,null,null,null,null,null,null,null,null,null,null,null,null,null,null,null,null,null,null,null,null,null,null,null,null,null,null,null,null,null,null,null,21370,20866,20362,19858,19354,18850,18394,17938,17482,17026,16570,16152,15734,15316,14898,14480,14100,13720,13340,12960,12580,12232,11884,11536,11188,10840,10524,10208,9892,9576,9260,8981,8702,8423,8144,7865,7586,7307,7028,6749,6470]
["NEXT-GEN II","BS04L4S","BITZER","404A",44,"LOW","L",110,"BS04L4S-44-L-110",null,null,null,null,null,null,null,null,null,null,null,null,null,null,null,null,null,null,null,null,null,null,null,null,null,null,null,null,null,null,null,null,null,null,null,null,null,null,null,null,null,null,null,null,null,27570,26912,26254,25596,24938,24280,23676,23072,22468,21864,21260,20710,20160,19610,19060,18510,18004,17498,16992,16486,15980,15522,15064,14606,14148,13690,13276,12862,12448,12034,11620,11267,10914,10561,10208,9855,9502,9149,8796,8443,8090]
["NEXT-GEN II","BS05L4S","BITZER","404A",44,"LOW","L",110,"BS05L4S-44-L-110",null,null,null,null,null,null,null,null,null,null,null,null,null,null,null,null,null,null,null,null,null,null,null,null,null,null,null,null,null,null,null,null,null,null,null,null,null,null,null,null,null,null,null,null,null,32080,31324,30568,29812,29056,28300,27606,26912,26218,25524,24830,24194,23558,22922,22286,21650,21068,20486,19904,19322,18740,18212,17684,17156,16628,16100,15618,15136,14654,14172,13690,13279,12868,12457,12046,11635,11224,10813,10402,9991,9580]
["NEXT-GEN II","BS06L4S","BITZER","404A",44,"LOW","L",110,"BS06L4S-44-L-110",null,null,null,null,null,null,null,null,null,null,null,null,null,null,null,null,null,null,null,null,null,null,null,null,null,null,null,null,null,null,null,null,null,null,null,null,null,null,null,null,null,null,null,null,null,37290,36410,35530,34650,33770,32890,32080,31270,30460,29650,28840,28098,27356,26614,25872,25130,24448,23766,23084,22402,21720,21098,20476,19854,19232,18610,18048,17486,16924,16362,15800,15316,14832,14348,13864,13380,12896,12412,11928,11444,10960]
["NEXT-GEN II","BS08L4S","BITZER","404A",44,"LOW","L",110,"BS08L4S-44-L-110",null,null,null,null,null,null,null,null,null,null,null,null,null,null,null,null,null,null,null,null,null,null,null,null,null,null,null,null,null,null,null,null,null,null,null,null,null,null,null,null,null,null,null,null,null,49870,48594,47318,46042,44766,43490,42334,41178,40022,38866,37710,36656,35602,34548,33494,32440,31488,30536,29584,28632,27680,26822,25964,25106,24248,23390,22622,21854,21086,20318,19550,18901,18252,17603,16954,16305,15656,15007,14358,13709,13060]
["NEXT-GEN II","BS09L4S","BITZER","404A",44,"LOW","L",110,"BS09L4S-44-L-110",null,null,null,null,null,null,null,null,null,null,null,null,null,null,null,null,null,null,null,null,null,null,null,null,null,null,null,null,null,null,null,null,null,null,null,null,null,null,null,null,null,null,null,null,null,54330,52908,51486,50064,48642,47220,45932,44644,43356,42068,40780,39602,38424,37246,36068,34890,33824,32758,31692,30626,29560,28598,27636,26674,25712,24750,23892,23034,22176,21318,20460,19735,19010,18285,17560,16835,16110,15385,14660,13935,13210]
["NEXT-GEN II","BS10L4S","BITZER","404A",44,"LOW","L",110,"BS10L4S-44-L-110",null,null,null,null,null,null,null,null,null,null,null,null,null,null,null,null,null,null,null,null,null,null,null,null,null,null,null,null,null,null,null,null,null,null,null,null,null,null,null,null,null,null,null,null,null,63850,62290,60730,59170,57610,56050,54604,53158,51712,50266,48820,47492,46164,44836,43508,42180,40972,39764,38556,37348,36140,35040,33940,32840,31740,30640,29650,28660,27670,26680,25690,24848,24006,23164,22322,21480,20638,19796,18954,18112,17270]
["NEXT-GEN II","BS12L4S","BITZER","404A",44,"LOW","L",110,"BS12L4S-44-L-110",null,null,null,null,null,null,null,null,null,null,null,null,null,null,null,null,null,null,null,null,null,null,null,null,null,null,null,null,null,null,null,null,null,null,null,null,null,null,null,null,null,null,null,null,null,73850,72132,70414,68696,66978,65260,63664,62068,60472,58876,57280,55792,54304,52816,51328,49840,48464,47088,45712,44336,42960,41702,40444,39186,37928,36670,35518,34366,33214,32062,30910,29912,28914,27916,26918,25920,24922,23924,22926,21928,20930]
["NEXT-GEN II","BS15L4S","BITZER","404A",44,"LOW","L",110,"BS15L4S-44-L-110",null,null,null,null,null,null,null,null,null,null,null,null,null,null,null,null,null,null,null,null,null,null,null,null,null,null,null,null,null,null,null,null,null,null,null,null,null,null,null,null,null,null,null,null,null,85880,83984,82088,80192,78296,76400,74618,72836,71054,69272,67490,65826,64162,62498,60834,59170,57622,56074,54526,52978,51430,50008,48586,47164,45742,44320,43014,41708,40402,39096,37790,36645,35500,34355,33210,32065,30920,29775,28630,27485,26340]
["NEXT-GEN II","BS22L4S","BITZER","404A",44,"LOW","L",110,"BS22L4S-44-L-110",null,null,null,null,null,null,null,null,null,null,null,null,null,null,null,null,null,null,null,null,null,null,null,null,null,null,null,null,null,null,null,null,null,null,null,null,null,null,null,null,null,null,null,null,null,104370,102058,99746,97434,95122,92810,90648,88486,86324,84162,82000,79988,77976,75964,73952,71940,70086,68232,66378,64524,62670,60970,59270,57570,55870,54170,52616,51062,49508,47954,46400,45048,43696,42344,40992,39640,38288,36936,35584,34232,32880]
["NEXT-GEN II","DS04M4S","DISCUS","404A",44,"MEDIUM","M",90,"DS04M4S-44-M-90",null,null,null,null,null,63000,61860,60720,59580,58440,57300,56212,55124,54036,52948,51860,50828,49796,48764,47732,46700,45728,44756,43784,42812,41840,40961,40082,39203,38324,37445,36566,35687,34808,33929,33050,32268,31486,30704,29922,29140,28424,27708,26992,26276,25560]
["NEXT-GEN II","DS05M4S","DISCUS","404A",44,"MEDIUM","M",90,"DS05M4S-44-M-90",null,null,null,null,null,72940,71684,70428,69172,67916,66660,65450,64240,63030,61820,60610,59452,58294,57136,55978,54820,53720,52620,51520,50420,49320,48316,47312,46308,45304,44300,43296,42292,41288,40284,39280,38384,37488,36592,35696,34800,33984,33168,32352,31536,30720]
["NEXT-GEN II","DS06M4S","DISCUS","404A",44,"MEDIUM","M",90,"DS06M4S-44-M-90",null,null,null,null,null,94280,92558,90836,89114,87392,85670,84044,82418,80792,79166,77540,76012,74484,72956,71428,69900,68472,67044,65616,64188,62760,61483,60206,58929,57652,56375,55098,53821,52544,51267,49990,48862,47734,46606,45478,44350,43322,42294,41266,40238,39210]
["NEXT-GEN II","DS07M4S","DISCUS","404A",44,"MEDIUM","M",90,"DS07M4S-44-M-90",null,null,null,null,null,105600,103742,101884,100026,98168,96310,94562,92814,91066,89318,87570,85932,84294,82656,81018,79380,77848,76316,74784,73252,71720,70342,68964,67586,66208,64830,63452,62074,60696,59318,57940,56712,55484,54256,53028,51800,50660,49520,48380,47240,46100]
["NEXT-GEN II","DS08M4S","DISCUS","404A",44,"MEDIUM","M",90,"DS08M4S-44-M-90",null,null,null,null,null,120190,118154,116118,114082,112046,110010,108070,106130,104190,102250,100310,98474,96638,94802,92966,91130,89396,87662,85928,84194,82460,80883,79306,77729,76152,74575,72998,71421,69844,68267,66690,65270,63850,62430,61010,59590,58274,56958,55642,54326,53010]
["NEXT-GEN II","DS10M4S","DISCUS","404A",44,"MEDIUM","M",90,"DS10M4S-44-M-90",null,null,null,null,null,139160,136858,134556,132254,129952,127650,125466,123282,121098,118914,116730,114664,112598,110532,108466,106400,104452,102504,100556,98608,96660,94881,93102,91323,89544,87765,85986,84207,82428,80649,78870,77254,75638,74022,72406,70790,69270,67750,66230,64710,63190]
["NEXT-GEN II","DS12M4S","DISCUS","404A",44,"MEDIUM","M",90,"DS12M4S-44-M-90",null,null,null,null,null,175770,172804,169838,166872,163906,160940,158126,155312,152498,149684,146870,144210,141550,138890,136230,133570,131070,128570,126070,123570,121070,118804,116538,114272,112006,109740,107474,105208,102942,100676,98410,96376,94342,92308,90274,88240,86352,84464,82576,80688,78800]
["NEXT-GEN II","DS15M4S","DISCUS","404A",44,"MEDIUM","M",90,"DS15M4S-44-M-90",null,null,null,null,null,190590,187444,184298,181152,178006,174860,171860,168860,165860,162860,159860,157018,154176,151334,148492,145650,142964,140278,137592,134906,132220,129777,127334,124891,122448,120005,117562,115119,112676,110233,107790,105586,103382,101178,98974,96770,94718,92666,90614,88562,86510]
["NEXT-GEN II","DS04M4S","DISCUS","404A",44,"MEDIUM","M",95,"DS04M4S-44-M-95",null,null,null,null,null,59970,58876,57782,56688,55594,54500,53456,52412,51368,50324,49280,48294,47308,46322,45336,44350,43420,42490,41560,40630,39700,38859,38018,37177,36336,35495,34654,33813,32972,32131,31290,30542,29794,29046,28298,27550,26866,26182,25498,24814,24130]
["NEXT-GEN II","DS05M4S","DISCUS","404A",44,"MEDIUM","M",95,"DS05M4S-44-M-95",null,null,null,null,null,69480,68278,67076,65874,64672,63470,62312,61154,59996,58838,57680,56572,55464,54356,53248,52140,51088,50036,48984,47932,46880,45921,44962,44003,43044,42085,41126,40167,39208,38249,37290,36434,35578,34722,33866,33010,32230,31450,30670,29890,29110]
["NEXT-GEN II","DS06M4S","DISCUS","404A",44,"MEDIUM","M",95,"DS06M4S-44-M-95",null,null,null,null,null,89960,88312,86664,85016,83368,81720,80164,78608,77052,75496,73940,72478,71016,69554,68092,66630,65260,63890,62520,61150,59780,58558,57336,56114,54892,53670,52448,51226,50004,48782,47560,46480,45400,44320,43240,42160,41174,40188,39202,38216,37230]
["NEXT-GEN II","DS07M4S","DISCUS","404A",44,"MEDIUM","M",95,"DS07M4S-44-M-95",null,null,null,null,null,100790,99012,97234,95456,93678,91900,90228,88556,86884,85212,83540,81972,80404,78836,77268,75700,74234,72768,71302,69836,68370,67050,65730,64410,63090,61770,60450,59130,57810,56490,55170,53992,52814,51636,50458,49280,48184,47088,45992,44896,43800]
["NEXT-GEN II","DS08M4S","DISCUS","404A",44,"MEDIUM","M",95,"DS08M4S-44-M-95",null,null,null,null,null,114830,112882,110934,108986,107038,105090,103238,101386,99534,97682,95830,94074,92318,90562,88806,87050,85392,83734,82076,80418,78760,77252,75744,74236,72728,71220,69712,68204,66696,65188,63680,62320,60960,59600,58240,56880,55614,54348,53082,51816,50550]
["NEXT-GEN II","DS10M4S","DISCUS","404A",44,"MEDIUM","M",95,"DS10M4S-44-M-95",null,null,null,null,null,132920,130722,128524,126326,124128,121930,119844,117758,115672,113586,111500,109524,107548,105572,103596,101620,99756,97892,96028,94164,92300,90597,88894,87191,85488,83785,82082,80379,78676,76973,75270,73722,72174,70626,69078,67530,66076,64622,63168,61714,60260]
["NEXT-GEN II","DS12M4S","DISCUS","404A",44,"MEDIUM","M",95,"DS12M4S-44-M-95",null,null,null,null,null,167930,165096,162262,159428,156594,153760,151068,148376,145684,142992,140300,137758,135216,132674,130132,127590,125198,122806,120414,118022,115630,113461,111292,109123,106954,104785,102616,100447,98278,96109,93940,91992,90044,88096,86148,84200,82392,80584,78776,76968,75160]
["NEXT-GEN II","DS15M4S","DISCUS","404A",44,"MEDIUM","M",95,"DS15M4S-44-M-95",null,null,null,null,null,182090,179080,176070,173060,170050,167040,164174,161308,158442,155576,152710,149992,147274,144556,141838,139120,136552,133984,131416,128848,126280,123942,121604,119266,116928,114590,112252,109914,107576,105238,102900,100786,98672,96558,94444,92330,90366,88402,86438,84474,82510]
["NEXT-GEN II","DS04M4S","DISCUS","404A",44,"MEDIUM","M",100,"DS04M4S-44-M-100",null,null,null,null,null,null,null,null,null,null,51720,50724,49728,48732,47736,46740,45796,44852,43908,42964,42020,41132,40244,39356,38468,37580,36777,35974,35171,34368,33565,32762,31959,31156,30353,29550,28836,28122,27408,26694,25980,25328,24676,24024,23372,22720]
["NEXT-GEN II","DS05M4S","DISCUS","404A",44,"MEDIUM","M",100,"DS05M4S-44-M-100",null,null,null,null,null,null,null,null,null,null,60280,59174,58068,56962,55856,54750,53694,52638,51582,50526,49470,48464,47458,46452,45446,44440,43526,42612,41698,40784,39870,38956,38042,37128,36214,35300,34486,33672,32858,32044,31230,30488,29746,29004,28262,27520]
["NEXT-GEN II","DS06M4S","DISCUS","404A",44,"MEDIUM","M",100,"DS06M4S-44-M-100",null,null,null,null,null,null,null,null,null,null,77770,76284,74798,73312,71826,70340,68944,67548,66152,64756,63360,62052,60744,59436,58128,56820,55651,54482,53313,52144,50975,49806,48637,47468,46299,45130,44100,43070,42040,41010,39980,39036,38092,37148,36204,35260]
["NEXT-GEN II","DS07M4S","DISCUS","404A",44,"MEDIUM","M",100,"DS07M4S-44-M-100",null,null,null,null,null,null,null,null,null,null,87500,85902,84304,82706,81108,79510,78012,76514,75016,73518,72020,70620,69220,67820,66420,65020,63758,62496,61234,59972,58710,57448,56186,54924,53662,52400,51268,50136,49004,47872,46740,45690,44640,43590,42540,41490]
["NEXT-GEN II","DS08M4S","DISCUS","404A",44,"MEDIUM","M",100,"DS08M4S-44-M-100",null,null,null,null,null,null,null,null,null,null,100260,98492,96724,94956,93188,91420,89746,88072,86398,84724,83050,81466,79882,78298,76714,75130,73689,72248,70807,69366,67925,66484,65043,63602,62161,60720,59420,58120,56820,55520,54220,53010,51800,50590,49380,48170]
["NEXT-GEN II","DS10M4S","DISCUS","404A",44,"MEDIUM","M",100,"DS10M4S-44-M-100",null,null,null,null,null,null,null,null,null,null,116210,114222,112234,110246,108258,106270,104386,102502,100618,98734,96850,95072,93294,91516,89738,87960,86332,84704,83076,81448,79820,78192,76564,74936,73308,71680,70198,68716,67234,65752,64270,62876,61482,60088,58694,57300]
["NEXT-GEN II","DS12M4S","DISCUS","404A",44,"MEDIUM","M",100,"DS12M4S-44-M-100",null,null,null,null,null,null,null,null,null,null,146610,144042,141474,138906,136338,133770,131344,128918,126492,124066,121640,119358,117076,114794,112512,110230,108159,106088,104017,101946,99875,97804,95733,93662,91591,89520,87656,85792,83928,82064,80200,78470,76740,75010,73280,71550]
["NEXT-GEN II","DS15M4S","DISCUS","404A",44,"MEDIUM","M",100,"DS15M4S-44-M-100",null,null,null,null,null,null,null,null,null,null,159300,156556,153812,151068,148324,145580,142988,140396,137804,135212,132620,130168,127716,125264,122812,120360,118127,115894,113661,111428,109195,106962,104729,102496,100263,98030,96012,93994,91976,89958,87940,86060,84180,82300,80420,78540]
["NEXT-GEN II","DS04M4S","DISCUS","404A",44,"MEDIUM","M",105,"DS04M4S-44-M-105",null,null,null,null,null,null,null,null,null,null,null,null,null,null,null,44230,43330,42430,41530,40630,39730,38883,38036,37189,36342,35495,34730,33964,33199,32433,31668,30902,30137,29371,28606,27840,27160,26480,25800,25120,24440,23820,23200,22580,21960,21340]
["NEXT-GEN II","DS05M4S","DISCUS","404A",44,"MEDIUM","M",105,"DS05M4S-44-M-105",null,null,null,null,null,null,null,null,null,null,null,null,null,null,null,51820,50815,49810,48805,47800,46795,45839,44883,43927,42971,42015,41147,40278,39410,38541,37673,36804,35936,35067,34199,33330,32558,31786,31014,30242,29470,28766,28062,27358,26654,25950]
["NEXT-GEN II","DS06M4S","DISCUS","404A",44,"MEDIUM","M",105,"DS06M4S-44-M-105",null,null,null,null,null,null,null,null,null,null,null,null,null,null,null,66765,65433,64101,62769,61437,60105,58859,57613,56367,55121,53875,52761,51646,50532,49417,48303,47188,46074,44959,43845,42730,41747,40764,39781,38798,37815,36915,36015,35115,34215,33315]
["NEXT-GEN II","DS07M4S","DISCUS","404A",44,"MEDIUM","M",105,"DS07M4S-44-M-105",null,null,null,null,null,null,null,null,null,null,null,null,null,null,null,75495,74067,72639,71211,69783,68355,67018,65681,64344,63007,61670,60465,59260,58055,56850,55645,54440,53235,52030,50825,49620,48538,47456,46374,45292,44210,43204,42198,41192,40186,39180]
["NEXT-GEN II","DS08M4S","DISCUS","404A",44,"MEDIUM","M",105,"DS08M4S-44-M-105",null,null,null,null,null,null,null,null,null,null,null,null,null,null,null,87060,85466,83872,82278,80684,79090,77581,76072,74563,73054,71545,70170,68794,67419,66043,64668,63292,61917,60541,59166,57790,56546,55302,54058,52814,51570,50412,49254,48096,46938,45780]
["NEXT-GEN II","DS10M4S","DISCUS","404A",44,"MEDIUM","M",105,"DS10M4S-44-M-105",null,null,null,null,null,null,null,null,null,null,null,null,null,null,null,101010,99220,97430,95640,93850,92060,90368,88676,86984,85292,83600,82049,80497,78946,77394,75843,74291,72740,71188,69637,68085,66669,65253,63837,62421,61005,59671,58337,57003,55669,54335]
["NEXT-GEN II","DS12M4S","DISCUS","404A",44,"MEDIUM","M",105,"DS12M4S-44-M-105",null,null,null,null,null,null,null,null,null,null,null,null,null,null,null,127265,124956,122647,120338,118029,115720,113547,111374,109201,107028,104855,102882,100909,98936,96963,94990,93017,91044,89071,87098,85125,83347,81569,79791,78013,76235,74582,72929,71276,69623,67970]
["NEXT-GEN II","DS15M4S","DISCUS","404A",44,"MEDIUM","M",105,"DS15M4S-44-M-105",null,null,null,null,null,null,null,null,null,null,null,null,null,null,null,138485,136017,133549,131081,128613,126145,123811,121477,119143,116809,114475,112348,110221,108094,105967,103840,101713,99586,97459,95332,93205,91280,89355,87430,85505,83580,81785,79990,78195,76400,74605]
["NEXT-GEN II","DS04M4S","DISCUS","404A",44,"MEDIUM","M",110,"DS04M4S-44-M-110",null,null,null,null,null,null,null,null,null,null,null,null,null,null,null,41720,40864,40008,39152,38296,37440,36634,35828,35022,34216,33410,32682,31954,31226,30498,29770,29042,28314,27586,26858,26130,25484,24838,24192,23546,22900,22312,21724,21136,20548,19960]
["NEXT-GEN II","DS05M4S","DISCUS","404A",44,"MEDIUM","M",110,"DS05M4S-44-M-110",null,null,null,null,null,null,null,null,null,null,null,null,null,null,null,48890,47936,46982,46028,45074,44120,43214,42308,41402,40496,39590,38767,37944,37121,36298,35475,34652,33829,33006,32183,31360,30630,29900,29170,28440,27710,27044,26378,25712,25046,24380]
["NEXT-GEN II","DS06M4S","DISCUS","404A",44,"MEDIUM","M",110,"DS06M4S-44-M-110",null,null,null,null,null,null,null,null,null,null,null,null,null,null,null,63190,61922,60654,59386,58118,56850,55666,54482,53298,52114,50930,49870,48810,47750,46690,45630,44570,43510,42450,41390,40330,39394,38458,37522,36586,35650,34794,33938,33082,32226,31370]
["NEXT-GEN II","DS07M4S","DISCUS","404A",44,"MEDIUM","M",110,"DS07M4S-44-M-110",null,null,null,null,null,null,null,null,null,null,null,null,null,null,null,71480,70122,68764,67406,66048,64690,63416,62142,60868,59594,58320,57172,56024,54876,53728,52580,51432,50284,49136,47988,46840,45808,44776,43744,42712,41680,40718,39756,38794,37832,36870]
["NEXT-GEN II","DS08M4S","DISCUS","404A",44,"MEDIUM","M",110,"DS08M4S-44-M-110",null,null,null,null,null,null,null,null,null,null,null,null,null,null,null,82700,81186,79672,78158,76644,75130,73696,72262,70828,69394,67960,66650,65340,64030,62720,61410,60100,58790,57480,56170,54860,53672,52484,51296,50108,48920,47814,46708,45602,44496,43390]
["NEXT-GEN II","DS10M4S","DISCUS","404A",44,"MEDIUM","M",110,"DS10M4S-44-M-110",null,null,null,null,null,null,null,null,null,null,null,null,null,null,null,95750,94054,92358,90662,88966,87270,85664,84058,82452,80846,79240,77765,76290,74815,73340,71865,70390,68915,67440,65965,64490,63140,61790,60440,59090,57740,56466,55192,53918,52644,51370]
["NEXT-GEN II","DS12M4S","DISCUS","404A",44,"MEDIUM","M",110,"DS12M4S-44-M-110",null,null,null,null,null,null,null,null,null,null,null,null,null,null,null,120760,118568,116376,114184,111992,109800,107736,105672,103608,101544,99480,97605,95730,93855,91980,90105,88230,86355,84480,82605,80730,79038,77346,75654,73962,72270,70694,69118,67542,65966,64390]
["NEXT-GEN II","DS15M4S","DISCUS","404A",44,"MEDIUM","M",110,"DS15M4S-44-M-110",null,null,null,null,null,null,null,null,null,null,null,null,null,null,null,131390,129046,126702,124358,122014,119670,117454,115238,113022,110806,108590,106569,104548,102527,100506,98485,96464,94443,92422,90401,88380,86548,84716,82884,81052,79220,77510,75800,74090,72380,70670]
["NEXT-GEN II","DS03L4S","DISCUS","404A",44,"LOW","L",90,"DS03L4S-44-L-90",null,null,null,null,null,null,null,null,null,null,null,null,null,null,null,null,null,null,null,null,null,null,null,null,null,null,null,null,null,null,null,null,null,null,null,null,null,null,null,null,null,null,null,null,null,31700,31014,30328,29642,28956,28270,27622,26974,26326,25678,25030,24408,23786,23164,22542,21920,21336,20752,20168,19584,19000,18460,17920,17380,16840,16300,15802,15304,14806,14308,13810,13366,12922,12478,12034,11590,11146,10702,10258,9814,9370]
["NEXT-GEN II","DS04L4S","DISCUS","404A",44,"LOW","L",90,"DS04L4S-44-L-90",null,null,null,null,null,null,null,null,null,null,null,null,null,null,null,null,null,null,null,null,null,null,null,null,null,null,null,null,null,null,null,null,null,null,null,null,null,null,null,null,null,null,null,null,null,37990,37154,36318,35482,34646,33810,33026,32242,31458,30674,29890,29160,28430,27700,26970,26240,25562,24884,24206,23528,22850,22220,21590,20960,20330,19700,19118,18536,17954,17372,16790,16281,15772,15263,14754,14245,13736,13227,12718,12209,11700]
["NEXT-GEN II","DS05L4S","DISCUS","404A",44,"LOW","L",90,"DS05L4S-44-L-90",null,null,null,null,null,null,null,null,null,null,null,null,null,null,null,null,null,null,null,null,null,null,null,null,null,null,null,null,null,null,null,null,null,null,null,null,null,null,null,null,null,null,null,null,null,42260,41368,40476,39584,38692,37800,36964,36128,35292,34456,33620,32838,32056,31274,30492,29710,28982,28254,27526,26798,26070,25390,24710,24030,23350,22670,22034,21398,20762,20126,19490,18917,18344,17771,17198,16625,16052,15479,14906,14333,13760]
["NEXT-GEN II","DS06L4S","DISCUS","404A",44,"LOW","L",90,"DS06L4S-44-L-90",null,null,null,null,null,null,null,null,null,null,null,null,null,null,null,null,null,null,null,null,null,null,null,null,null,null,null,null,null,null,null,null,null,null,null,null,null,null,null,null,null,null,null,null,null,53930,52728,51526,50324,49122,47920,46804,45688,44572,43456,42340,41312,40284,39256,38228,37200,36252,35304,34356,33408,32460,31590,30720,29850,28980,28110,27316,26522,25728,24934,24140,23453,22766,22079,21392,20705,20018,19331,18644,17957,17270]
["NEXT-GEN II","DS08L4S","DISCUS","404A",44,"LOW","L",90,"DS08L4S-44-L-90",null,null,null,null,null,null,null,null,null,null,null,null,null,null,null,null,null,null,null,null,null,null,null,null,null,null,null,null,null,null,null,null,null,null,null,null,null,null,null,null,null,null,null,null,null,62620,61246,59872,58498,57124,55750,54476,53202,51928,50654,49380,48204,47028,45852,44676,43500,42418,41336,40254,39172,38090,37090,36090,35090,34090,33090,32166,31242,30318,29394,28470,27651,26832,26013,25194,24375,23556,22737,21918,21099,20280]
["NEXT-GEN II","DS09L4S","DISCUS","404A",44,"LOW","L",90,"DS09L4S-44-L-90",null,null,null,null,null,null,null,null,null,null,null,null,null,null,null,null,null,null,null,null,null,null,null,null,null,null,null,null,null,null,null,null,null,null,null,null,null,null,null,null,null,null,null,null,null,75180,73558,71936,70314,68692,67070,65556,64042,62528,61014,59500,58092,56684,55276,53868,52460,51156,49852,48548,47244,45940,44738,43536,42334,41132,39930,38826,37722,36618,35514,34410,33444,32478,31512,30546,29580,28614,27648,26682,25716,24750]
["NEXT-GEN II","DS10L4S","DISCUS","404A",44,"LOW","L",90,"DS10L4S-44-L-90",null,null,null,null,null,null,null,null,null,null,null,null,null,null,null,null,null,null,null,null,null,null,null,null,null,null,null,null,null,null,null,null,null,null,null,null,null,null,null,null,null,null,null,null,null,82210,80542,78874,77206,75538,73870,72294,70718,69142,67566,65990,64514,63038,61562,60086,58610,57230,55850,54470,53090,51710,50422,49134,47846,46558,45270,44076,42882,41688,40494,39300,38232,37164,36096,35028,33960,32892,31824,30756,29688,28620]
["NEXT-GEN II","DS12L4S","DISCUS","404A",44,"LOW","L",90,"DS12L4S-44-L-90",null,null,null,null,null,null,null,null,null,null,null,null,null,null,null,null,null,null,null,null,null,null,null,null,null,null,null,null,null,null,null,null,null,null,null,null,null,null,null,null,null,null,null,null,null,91500,89578,87656,85734,83812,81890,80118,78346,76574,74802,73030,71396,69762,68128,66494,64860,63338,61816,60294,58772,57250,55810,54370,52930,51490,50050,48672,47294,45916,44538,43160,41807,40454,39101,37748,36395,35042,33689,32336,30983,29630]
["NEXT-GEN II","DS15L4S","DISCUS","404A",44,"LOW","L",90,"DS15L4S-44-L-90",null,null,null,null,null,null,null,null,null,null,null,null,null,null,null,null,null,null,null,null,null,null,null,null,null,null,null,null,null,null,null,null,null,null,null,null,null,null,null,null,null,null,null,null,null,106030,103918,101806,99694,97582,95470,93510,91550,89590,87630,85670,83836,82002,80168,78334,76500,74782,73064,71346,69628,67910,66286,64662,63038,61414,59790,58242,56694,55146,53598,52050,50569,49088,47607,46126,44645,43164,41683,40202,38721,37240]
["NEXT-GEN II","DS22L4S","DISCUS","404A",44,"LOW","L",90,"DS22L4S-44-L-90",null,null,null,null,null,null,null,null,null,null,null,null,null,null,null,null,null,null,null,null,null,null,null,null,null,null,null,null,null,null,null,null,null,null,null,null,null,null,null,null,null,null,null,null,null,129720,127206,124692,122178,119664,117150,114784,112418,110052,107686,105320,103082,100844,98606,96368,94130,92004,89878,87752,85626,83500,81462,79424,77386,75348,73310,71346,69382,67418,65454,63490,61588,59686,57784,55882,53980,52078,50176,48274,46372,44470]
["NEXT-GEN II","DS03L4S","DISCUS","404A",44,"LOW","L",95,"DS03L4S-44-L-95",null,null,null,null,null,null,null,null,null,null,null,null,null,null,null,null,null,null,null,null,null,null,null,null,null,null,null,null,null,null,null,null,null,null,null,null,null,null,null,null,null,null,null,null,null,29980,29324,28668,28012,27356,26700,26082,25464,24846,24228,23610,23008,22406,21804,21202,20600,20038,19476,18914,18352,17790,17270,16750,16230,15710,15190,14706,14222,13738,13254,12770,12334,11898,11462,11026,10590,10154,9718,9282,8846,8410]
["NEXT-GEN II","DS04L4S","DISCUS","404A",44,"LOW","L",95,"DS04L4S-44-L-95",null,null,null,null,null,null,null,null,null,null,null,null,null,null,null,null,null,null,null,null,null,null,null,null,null,null,null,null,null,null,null,null,null,null,null,null,null,null,null,null,null,null,null,null,null,36010,35208,34406,33604,32802,32000,31250,30500,29750,29000,28250,27550,26850,26150,25450,24750,24100,23450,22800,22150,21500,20896,20292,19688,19084,18480,17920,17360,16800,16240,15680,15188,14696,14204,13712,13220,12728,12236,11744,11252,10760]
["NEXT-GEN II","DS05L4S","DISCUS","404A",44,"LOW","L",95,"DS05L4S-44-L-95",null,null,null,null,null,null,null,null,null,null,null,null,null,null,null,null,null,null,null,null,null,null,null,null,null,null,null,null,null,null,null,null,null,null,null,null,null,null,null,null,null,null,null,null,null,40090,39238,38386,37534,36682,35830,35028,34226,33424,32622,31820,31072,30324,29576,28828,28080,27382,26684,25986,25288,24590,23936,23282,22628,21974,21320,20708,20096,19484,18872,18260,17706,17152,16598,16044,15490,14936,14382,13828,13274,12720]
["NEXT-GEN II","DS06L4S","DISCUS","404A",44,"LOW","L",95,"DS06L4S-44-L-95",null,null,null,null,null,null,null,null,null,null,null,null,null,null,null,null,null,null,null,null,null,null,null,null,null,null,null,null,null,null,null,null,null,null,null,null,null,null,null,null,null,null,null,null,null,51410,50256,49102,47948,46794,45640,44570,43500,42430,41360,40290,39302,38314,37326,36338,35350,34436,33522,32608,31694,30780,29940,29100,28260,27420,26580,25810,25040,24270,23500,22730,22060,21390,20720,20050,19380,18710,18040,17370,16700,16030]
["NEXT-GEN II","DS08L4S","DISCUS","404A",44,"LOW","L",95,"DS08L4S-44-L-95",null,null,null,null,null,null,null,null,null,null,null,null,null,null,null,null,null,null,null,null,null,null,null,null,null,null,null,null,null,null,null,null,null,null,null,null,null,null,null,null,null,null,null,null,null,59740,58426,57112,55798,54484,53170,51950,50730,49510,48290,47070,45942,44814,43686,42558,41430,40390,39350,38310,37270,36230,35264,34298,33332,32366,31400,30508,29616,28724,27832,26940,26142,25344,24546,23748,22950,22152,21354,20556,19758,18960]
["NEXT-GEN II","DS09L4S","DISCUS","404A",44,"LOW","L",95,"DS09L4S-44-L-95",null,null,null,null,null,null,null,null,null,null,null,null,null,null,null,null,null,null,null,null,null,null,null,null,null,null,null,null,null,null,null,null,null,null,null,null,null,null,null,null,null,null,null,null,null,71780,70222,68664,67106,65548,63990,62538,61086,59634,58182,56730,55376,54022,52668,51314,49960,48706,47452,46198,44944,43690,42530,41370,40210,39050,37890,36822,35754,34686,33618,32550,31614,30678,29742,28806,27870,26934,25998,25062,24126,23190]
["NEXT-GEN II","DS10L4S","DISCUS","404A",44,"LOW","L",95,"DS10L4S-44-L-95",null,null,null,null,null,null,null,null,null,null,null,null,null,null,null,null,null,null,null,null,null,null,null,null,null,null,null,null,null,null,null,null,null,null,null,null,null,null,null,null,null,null,null,null,null,78500,76904,75308,73712,72116,70520,69014,67508,66002,64496,62990,61572,60154,58736,57318,55900,54574,53248,51922,50596,49270,48028,46786,45544,44302,43060,41910,40760,39610,38460,37310,36277,35244,34211,33178,32145,31112,30079,29046,28013,26980]
["NEXT-GEN II","DS12L4S","DISCUS","404A",44,"LOW","L",95,"DS12L4S-44-L-95",null,null,null,null,null,null,null,null,null,null,null,null,null,null,null,null,null,null,null,null,null,null,null,null,null,null,null,null,null,null,null,null,null,null,null,null,null,null,null,null,null,null,null,null,null,87090,85244,83398,81552,79706,77860,76162,74464,72766,71068,69370,67796,66222,64648,63074,61500,60022,58544,57066,55588,54110,52714,51318,49922,48526,47130,45772,44414,43056,41698,40340,39003,37666,36329,34992,33655,32318,30981,29644,28307,26970]
["NEXT-GEN II","DS15L4S","DISCUS","404A",44,"LOW","L",95,"DS15L4S-44-L-95",null,null,null,null,null,null,null,null,null,null,null,null,null,null,null,null,null,null,null,null,null,null,null,null,null,null,null,null,null,null,null,null,null,null,null,null,null,null,null,null,null,null,null,null,null,100900,98866,96832,94798,92764,90730,88838,86946,85054,83162,81270,79496,77722,75948,74174,72400,70740,69080,67420,65760,64100,62528,60956,59384,57812,56240,54738,53236,51734,50232,48730,47293,45856,44419,42982,41545,40108,38671,37234,35797,34360]
["NEXT-GEN II","DS22L4S","DISCUS","404A",44,"LOW","L",95,"DS22L4S-44-L-95",null,null,null,null,null,null,null,null,null,null,null,null,null,null,null,null,null,null,null,null,null,null,null,null,null,null,null,null,null,null,null,null,null,null,null,null,null,null,null,null,null,null,null,null,null,123410,120986,118562,116138,113714,111290,109014,106738,104462,102186,99910,97750,95590,93430,91270,89110,87056,85002,82948,80894,78840,76870,74900,72930,70960,68990,67084,65178,63272,61366,59460,57613,55766,53919,52072,50225,48378,46531,44684,42837,40990]
["NEXT-GEN II","DS03L4S","DISCUS","404A",44,"LOW","L",100,"DS03L4S-44-L-100",null,null,null,null,null,null,null,null,null,null,null,null,null,null,null,null,null,null,null,null,null,null,null,null,null,null,null,null,null,null,null,null,null,null,null,null,null,null,null,null,null,null,null,null,null,28260,27638,27016,26394,25772,25150,24558,23966,23374,22782,22190,21618,21046,20474,19902,19330,18792,18254,17716,17178,16640,16136,15632,15128,14624,14120,13648,13176,12704,12232,11760,11329,10898,10467,10036,9605,9174,8743,8312,7881,7450]
["NEXT-GEN II","DS04L4S","DISCUS","404A",44,"LOW","L",100,"DS04L4S-44-L-100",null,null,null,null,null,null,null,null,null,null,null,null,null,null,null,null,null,null,null,null,null,null,null,null,null,null,null,null,null,null,null,null,null,null,null,null,null,null,null,null,null,null,null,null,null,34020,33256,32492,31728,30964,30200,29482,28764,28046,27328,26610,25940,25270,24600,23930,23260,22638,22016,21394,20772,20150,19572,18994,18416,17838,17260,16722,16184,15646,15108,14570,14096,13622,13148,12674,12200,11726,11252,10778,10304,9830]
["NEXT-GEN II","DS05L4S","DISCUS","404A",44,"LOW","L",100,"DS05L4S-44-L-100",null,null,null,null,null,null,null,null,null,null,null,null,null,null,null,null,null,null,null,null,null,null,null,null,null,null,null,null,null,null,null,null,null,null,null,null,null,null,null,null,null,null,null,null,null,37920,37104,36288,35472,34656,33840,33078,32316,31554,30792,30030,29314,28598,27882,27166,26450,25782,25114,24446,23778,23110,22484,21858,21232,20606,19980,19392,18804,18216,17628,17040,16503,15966,15429,14892,14355,13818,13281,12744,12207,11670]
["NEXT-GEN II","DS06L4S","DISCUS","404A",44,"LOW","L",100,"DS06L4S-44-L-100",null,null,null,null,null,null,null,null,null,null,null,null,null,null,null,null,null,null,null,null,null,null,null,null,null,null,null,null,null,null,null,null,null,null,null,null,null,null,null,null,null,null,null,null,null,48890,47784,46678,45572,44466,43360,42334,41308,40282,39256,38230,37280,36330,35380,34430,33480,32600,31720,30840,29960,29080,28268,27456,26644,25832,25020,24274,23528,22782,22036,21290,20637,19984,19331,18678,18025,17372,16719,16066,15413,14760]
["NEXT-GEN II","DS08L4S","DISCUS","404A",44,"LOW","L",100,"DS08L4S-44-L-100",null,null,null,null,null,null,null,null,null,null,null,null,null,null,null,null,null,null,null,null,null,null,null,null,null,null,null,null,null,null,null,null,null,null,null,null,null,null,null,null,null,null,null,null,null,56870,55614,54358,53102,51846,50590,49426,48262,47098,45934,44770,43686,42602,41518,40434,39350,38350,37350,36350,35350,34350,33420,32490,31560,30630,29700,28836,27972,27108,26244,25380,24603,23826,23049,22272,21495,20718,19941,19164,18387,17610]
["NEXT-GEN II","DS09L4S","DISCUS","404A",44,"LOW","L",100,"DS09L4S-44-L-100",null,null,null,null,null,null,null,null,null,null,null,null,null,null,null,null,null,null,null,null,null,null,null,null,null,null,null,null,null,null,null,null,null,null,null,null,null,null,null,null,null,null,null,null,null,68360,66872,65384,63896,62408,60920,59528,58136,56744,55352,53960,52662,51364,50066,48768,47470,46266,45062,43858,42654,41450,40330,39210,38090,36970,35850,34820,33790,32760,31730,30700,29793,28886,27979,27072,26165,25258,24351,23444,22537,21630]
["NEXT-GEN II","DS10L4S","DISCUS","404A",44,"LOW","L",100,"DS10L4S-44-L-100",null,null,null,null,null,null,null,null,null,null,null,null,null,null,null,null,null,null,null,null,null,null,null,null,null,null,null,null,null,null,null,null,null,null,null,null,null,null,null,null,null,null,null,null,null,71720,70794,69868,68942,68016,67090,65650,64210,62770,61330,59890,58532,57174,55816,54458,53100,51826,50552,49278,48004,46730,45542,44354,43166,41978,40790,39678,38566,37454,36342,35230,34231,33232,32233,31234,30235,29236,28237,27238,26239,25240]
["NEXT-GEN II","DS12L4S","DISCUS","404A",44,"LOW","L",100,"DS12L4S-44-L-100",null,null,null,null,null,null,null,null,null,null,null,null,null,null,null,null,null,null,null,null,null,null,null,null,null,null,null,null,null,null,null,null,null,null,null,null,null,null,null,null,null,null,null,null,null,82650,80886,79122,77358,75594,73830,72200,70570,68940,67310,65680,64160,62640,61120,59600,58080,56650,55220,53790,52360,50930,49568,48206,46844,45482,44120,42790,41460,40130,38800,37470,36151,34832,33513,32194,30875,29556,28237,26918,25599,24280]
["NEXT-GEN II","DS15L4S","DISCUS","404A",44,"LOW","L",100,"DS15L4S-44-L-100",null,null,null,null,null,null,null,null,null,null,null,null,null,null,null,null,null,null,null,null,null,null,null,null,null,null,null,null,null,null,null,null,null,null,null,null,null,null,null,null,null,null,null,null,null,95870,93916,91962,90008,88054,86100,84280,82460,80640,78820,77000,75290,73580,71870,70160,68450,66844,65238,63632,62026,60420,58900,57380,55860,54340,52820,51366,49912,48458,47004,45550,44156,42762,41368,39974,38580,37186,35792,34398,33004,31610]
["NEXT-GEN II","DS22L4S","DISCUS","404A",44,"LOW","L",100,"DS22L4S-44-L-100",null,null,null,null,null,null,null,null,null,null,null,null,null,null,null,null,null,null,null,null,null,null,null,null,null,null,null,null,null,null,null,null,null,null,null,null,null,null,null,null,null,null,null,null,null,117160,114836,112512,110188,107864,105540,103346,101152,98958,96764,94570,92488,90406,88324,86242,84160,82174,80188,78202,76216,74230,72320,70410,68500,66590,64680,62830,60980,59130,57280,55430,53632,51834,50036,48238,46440,44642,42844,41046,39248,37450]
["NEXT-GEN II","DS03L4S","DISCUS","404A",44,"LOW","L",105,"DS03L4S-44-L-105",null,null,null,null,null,null,null,null,null,null,null,null,null,null,null,null,null,null,null,null,null,null,null,null,null,null,null,null,null,null,null,null,null,null,null,null,null,null,null,null,null,null,null,null,null,26715,26104,25493,24882,24271,23660,23085,22510,21935,21360,20785,20235,19685,19135,18585,18035,17518,17001,16484,15967,15450,14962,14474,13986,13498,13010,12551,12092,11633,11174,10715,10288,9861,9434,9007,8580,8153,7726,7299,6872,6445]
["NEXT-GEN II","DS04L4S","DISCUS","404A",44,"LOW","L",105,"DS04L4S-44-L-105",null,null,null,null,null,null,null,null,null,null,null,null,null,null,null,null,null,null,null,null,null,null,null,null,null,null,null,null,null,null,null,null,null,null,null,null,null,null,null,null,null,null,null,null,null,32030,31301,30572,29843,29114,28385,27701,27017,26333,25649,24965,24327,23689,23051,22413,21775,21181,20587,19993,19399,18805,18251,17697,17143,16589,16035,15520,15005,14490,13975,13460,13005,12549,12094,11638,11183,10727,10272,9816,9361,8905]
["NEXT-GEN II","DS05L4S","DISCUS","404A",44,"LOW","L",105,"DS05L4S-44-L-105",null,null,null,null,null,null,null,null,null,null,null,null,null,null,null,null,null,null,null,null,null,null,null,null,null,null,null,null,null,null,null,null,null,null,null,null,null,null,null,null,null,null,null,null,null,35760,34983,34206,33429,32652,31875,31149,30423,29697,28971,28245,27561,26877,26193,25509,24825,24186,23547,22908,22269,21630,21031,20432,19833,19234,18635,18070,17505,16940,16375,15810,15293,14776,14259,13742,13225,12708,12191,11674,11157,10640]
["NEXT-GEN II","DS06L4S","DISCUS","404A",44,"LOW","L",105,"DS06L4S-44-L-105",null,null,null,null,null,null,null,null,null,null,null,null,null,null,null,null,null,null,null,null,null,null,null,null,null,null,null,null,null,null,null,null,null,null,null,null,null,null,null,null,null,null,null,null,null,46340,45283,44226,43169,42112,41055,40071,39087,38103,37119,36135,35221,34307,33393,32479,31565,30718,29871,29024,28177,27330,26547,25764,24981,24198,23415,22692,21969,21246,20523,19800,19164,18528,17892,17256,16620,15984,15348,14712,14076,13440]
["NEXT-GEN II","DS08L4S","DISCUS","404A",44,"LOW","L",105,"DS08L4S-44-L-105",null,null,null,null,null,null,null,null,null,null,null,null,null,null,null,null,null,null,null,null,null,null,null,null,null,null,null,null,null,null,null,null,null,null,null,null,null,null,null,null,null,null,null,null,null,54010,52811,51612,50413,49214,48015,46902,45789,44676,43563,42450,41414,40378,39342,38306,37270,36308,35346,34384,33422,32460,31562,30664,29766,28868,27970,27135,26300,25465,24630,23795,23039,22283,21527,20771,20015,19259,18503,17747,16991,16235]
["NEXT-GEN II","DS09L4S","DISCUS","404A",44,"LOW","L",105,"DS09L4S-44-L-105",null,null,null,null,null,null,null,null,null,null,null,null,null,null,null,null,null,null,null,null,null,null,null,null,null,null,null,null,null,null,null,null,null,null,null,null,null,null,null,null,null,null,null,null,null,64930,63509,62088,60667,59246,57825,56496,55167,53838,52509,51180,49935,48690,47445,46200,44955,43801,42647,41493,40339,39185,38110,37035,35960,34885,33810,32817,31824,30831,29838,28845,27969,27092,26216,25339,24463,23586,22710,21833,20957,20080]
["NEXT-GEN II","DS10L4S","DISCUS","404A",44,"LOW","L",105,"DS10L4S-44-L-105",null,null,null,null,null,null,null,null,null,null,null,null,null,null,null,null,null,null,null,null,null,null,null,null,null,null,null,null,null,null,null,null,null,null,null,null,null,null,null,null,null,null,null,null,null,69340,68183,67026,65869,64712,63555,62179,60803,59427,58051,56675,55375,54075,52775,51475,50175,48952,47729,46506,45283,44060,42921,41782,40643,39504,38365,37294,36223,35152,34081,33010,32045,31080,30115,29150,28185,27220,26255,25290,24325,23360]
["NEXT-GEN II","DS12L4S","DISCUS","404A",44,"LOW","L",105,"DS12L4S-44-L-105",null,null,null,null,null,null,null,null,null,null,null,null,null,null,null,null,null,null,null,null,null,null,null,null,null,null,null,null,null,null,null,null,null,null,null,null,null,null,null,null,null,null,null,null,null,78150,76465,74780,73095,71410,69725,68163,66601,65039,63477,61915,60450,58985,57520,56055,54590,53206,51822,50438,49054,47670,46339,45008,43677,42346,41015,39715,38415,37115,35815,34515,33216,31917,30618,29319,28020,26721,25422,24123,22824,21525]
["NEXT-GEN II","DS15L4S","DISCUS","404A",44,"LOW","L",105,"DS15L4S-44-L-105",null,null,null,null,null,null,null,null,null,null,null,null,null,null,null,null,null,null,null,null,null,null,null,null,null,null,null,null,null,null,null,null,null,null,null,null,null,null,null,null,null,null,null,null,null,90980,89109,87238,85367,83496,81625,79879,78133,76387,74641,72895,71253,69611,67969,66327,64685,63137,61589,60041,58493,56945,55478,54011,52544,51077,49610,48205,46800,45395,43990,42585,41236,39887,38538,37189,35840,34491,33142,31793,30444,29095]
["NEXT-GEN II","DS22L4S","DISCUS","404A",44,"LOW","L",105,"DS22L4S-44-L-105",null,null,null,null,null,null,null,null,null,null,null,null,null,null,null,null,null,null,null,null,null,null,null,null,null,null,null,null,null,null,null,null,null,null,null,null,null,null,null,null,null,null,null,null,null,111015,108781,106547,104313,102079,99845,97735,95625,93515,91405,89295,87286,85277,83268,81259,79250,77328,75406,73484,71562,69640,67793,65946,64099,62252,60405,58606,56807,55008,53209,51410,49658,47906,46154,44402,42650,40898,39146,37394,35642,33890]
["NEXT-GEN II","DS03L4S","DISCUS","404A",44,"LOW","L",110,"DS03L4S-44-L-110",null,null,null,null,null,null,null,null,null,null,null,null,null,null,null,null,null,null,null,null,null,null,null,null,null,null,null,null,null,null,null,null,null,null,null,null,null,null,null,null,null,null,null,null,null,25170,24570,23970,23370,22770,22170,21612,21054,20496,19938,19380,18852,18324,17796,17268,16740,16244,15748,15252,14756,14260,13788,13316,12844,12372,11900,11454,11008,10562,10116,9670,9247,8824,8401,7978,7555,7132,6709,6286,5863,5440]
["NEXT-GEN II","DS04L4S","DISCUS","404A",44,"LOW","L",110,"DS04L4S-44-L-110",null,null,null,null,null,null,null,null,null,null,null,null,null,null,null,null,null,null,null,null,null,null,null,null,null,null,null,null,null,null,null,null,null,null,null,null,null,null,null,null,null,null,null,null,null,30040,29346,28652,27958,27264,26570,25920,25270,24620,23970,23320,22714,22108,21502,20896,20290,19724,19158,18592,18026,17460,16930,16400,15870,15340,14810,14318,13826,13334,12842,12350,11913,11476,11039,10602,10165,9728,9291,8854,8417,7980]
["NEXT-GEN II","DS05L4S","DISCUS","404A",44,"LOW","L",110,"DS05L4S-44-L-110",null,null,null,null,null,null,null,null,null,null,null,null,null,null,null,null,null,null,null,null,null,null,null,null,null,null,null,null,null,null,null,null,null,null,null,null,null,null,null,null,null,null,null,null,null,33600,32862,32124,31386,30648,29910,29220,28530,27840,27150,26460,25808,25156,24504,23852,23200,22590,21980,21370,20760,20150,19578,19006,18434,17862,17290,16748,16206,15664,15122,14580,14083,13586,13089,12592,12095,11598,11101,10604,10107,9610]
["NEXT-GEN II","DS06L4S","DISCUS","404A",44,"LOW","L",110,"DS06L4S-44-L-110",null,null,null,null,null,null,null,null,null,null,null,null,null,null,null,null,null,null,null,null,null,null,null,null,null,null,null,null,null,null,null,null,null,null,null,null,null,null,null,null,null,null,null,null,null,43790,42782,41774,40766,39758,38750,37808,36866,35924,34982,34040,33162,32284,31406,30528,29650,28836,28022,27208,26394,25580,24826,24072,23318,22564,21810,21110,20410,19710,19010,18310,17691,17072,16453,15834,15215,14596,13977,13358,12739,12120]
["NEXT-GEN II","DS08L4S","DISCUS","404A",44,"LOW","L",110,"DS08L4S-44-L-110",null,null,null,null,null,null,null,null,null,null,null,null,null,null,null,null,null,null,null,null,null,null,null,null,null,null,null,null,null,null,null,null,null,null,null,null,null,null,null,null,null,null,null,null,null,51150,50008,48866,47724,46582,45440,44378,43316,42254,41192,40130,39142,38154,37166,36178,35190,34266,33342,32418,31494,30570,29704,28838,27972,27106,26240,25434,24628,23822,23016,22210,21475,20740,20005,19270,18535,17800,17065,16330,15595,14860]
["NEXT-GEN II","DS09L4S","DISCUS","404A",44,"LOW","L",110,"DS09L4S-44-L-110",null,null,null,null,null,null,null,null,null,null,null,null,null,null,null,null,null,null,null,null,null,null,null,null,null,null,null,null,null,null,null,null,null,null,null,null,null,null,null,null,null,null,null,null,null,61500,60146,58792,57438,56084,54730,53464,52198,50932,49666,48400,47208,46016,44824,43632,42440,41336,40232,39128,38024,36920,35890,34860,33830,32800,31770,30814,29858,28902,27946,26990,26144,25298,24452,23606,22760,21914,21068,20222,19376,18530]
["NEXT-GEN II","DS10L4S","DISCUS","404A",44,"LOW","L",110,"DS10L4S-44-L-110",null,null,null,null,null,null,null,null,null,null,null,null,null,null,null,null,null,null,null,null,null,null,null,null,null,null,null,null,null,null,null,null,null,null,null,null,null,null,null,null,null,null,null,null,null,66960,65572,64184,62796,61408,60020,58708,57396,56084,54772,53460,52218,50976,49734,48492,47250,46078,44906,43734,42562,41390,40300,39210,38120,37030,35940,34910,33880,32850,31820,30790,29859,28928,27997,27066,26135,25204,24273,23342,22411,21480]
["NEXT-GEN II","DS12L4S","DISCUS","404A",44,"LOW","L",110,"DS12L4S-44-L-110",null,null,null,null,null,null,null,null,null,null,null,null,null,null,null,null,null,null,null,null,null,null,null,null,null,null,null,null,null,null,null,null,null,null,null,null,null,null,null,null,null,null,null,null,null,73650,72044,70438,68832,67226,65620,64126,62632,61138,59644,58150,56740,55330,53920,52510,51100,49762,48424,47086,45748,44410,43110,41810,40510,39210,37910,36640,35370,34100,32830,31560,30281,29002,27723,26444,25165,23886,22607,21328,20049,18770]
["NEXT-GEN II","DS15L4S","DISCUS","404A",44,"LOW","L",110,"DS15L4S-44-L-110",null,null,null,null,null,null,null,null,null,null,null,null,null,null,null,null,null,null,null,null,null,null,null,null,null,null,null,null,null,null,null,null,null,null,null,null,null,null,null,null,null,null,null,null,null,86090,84302,82514,80726,78938,77150,75478,73806,72134,70462,68790,67216,65642,64068,62494,60920,59430,57940,56450,54960,53470,52056,50642,49228,47814,46400,45044,43688,42332,40976,39620,38316,37012,35708,34404,33100,31796,30492,29188,27884,26580]
["NEXT-GEN II","DS22L4S","DISCUS","404A",44,"LOW","L",110,"DS22L4S-44-L-110",null,null,null,null,null,null,null,null,null,null,null,null,null,null,null,null,null,null,null,null,null,null,null,null,null,null,null,null,null,null,null,null,null,null,null,null,null,null,null,null,null,null,null,null,null,104870,102726,100582,98438,96294,94150,92124,90098,88072,86046,84020,82084,80148,78212,76276,74340,72482,70624,68766,66908,65050,63266,61482,59698,57914,56130,54382,52634,50886,49138,47390,45684,43978,42272,40566,38860,37154,35448,33742,32036,30330]
["NEXT-GEN II","OS04E4S","SCROLL","404A",44,"EXT. MEDIUM","EM",90,"OS04E4S-44-EM-90",null,null,null,null,null,52410,51483,50556,49629,48702,47775,46848,45921,44994,44067,43140,42306,41472,40638,39804,38970,38198,37426,36654,35882,35110,34483,33855,33228,32600,31973,31345,30718,30090,29463,28835,28208,27580,26953,26325,25698,25070,24443,23815,23188,22560,22064,21568,21072,20576,20080,19628,19176,18724,18272,17820,17432,17044,16656,16268,15880,15492,15104,14716,14328,13940]
["NEXT-GEN II","OS05E4S","SCROLL","404A",44,"EXT. MEDIUM","EM",90,"OS05E4S-44-EM-90",null,null,null,null,null,57130,56129,55128,54127,53126,52125,51124,50123,49122,48121,47120,46218,45316,44414,43512,42610,41772,40934,40096,39258,38420,37737,37053,36370,35686,35003,34319,33636,32952,32269,31585,30902,30218,29535,28851,28168,27484,26801,26117,25434,24750,24206,23662,23118,22574,22030,21538,21046,20554,20062,19570,19145,18720,18295,17870,17445,17020,16595,16170,15745,15320]
["NEXT-GEN II","OS06E4S","SCROLL","404A",44,"EXT. MEDIUM","EM",90,"OS06E4S-44-EM-90",null,null,null,null,null,61160,60170,59180,58190,57200,56210,55220,54230,53240,52250,51260,50356,49452,48548,47644,46740,45896,45052,44208,43364,42520,41811,41102,40393,39684,38975,38266,37557,36848,36139,35430,34721,34012,33303,32594,31885,31176,30467,29758,29049,28340,27760,27180,26600,26020,25440,24906,24372,23838,23304,22770,22298,21826,21354,20882,20410,19938,19466,18994,18522,18050]
["NEXT-GEN II","OS07E4S","SCROLL","404A",44,"EXT. MEDIUM","EM",90,"OS07E4S-44-EM-90",null,null,null,null,null,77150,75856,74562,73268,71974,70680,69386,68092,66798,65504,64210,63048,61886,60724,59562,58400,57324,56248,55172,54096,53020,52132,51243,50355,49466,48578,47689,46801,45912,45024,44135,43247,42358,41470,40581,39693,38804,37916,37027,36139,35250,34530,33810,33090,32370,31650,30988,30326,29664,29002,28340,27754,27168,26582,25996,25410,24824,24238,23652,23066,22480]
["NEXT-GEN II","OS08E4S","SCROLL","404A",44,"EXT. MEDIUM","EM",90,"OS08E4S-44-EM-90",null,null,null,null,null,100260,98608,96956,95304,93652,92000,90348,88696,87044,85392,83740,82246,80752,79258,77764,76270,74874,73478,72082,70686,69290,68094,66897,65701,64504,63308,62111,60915,59718,58522,57325,56129,54932,53736,52539,51343,50146,48950,47753,46557,45360,44316,43272,42228,41184,40140,39138,38136,37134,36132,35130]
["NEXT-GEN II","OS09E4S","SCROLL","404A",44,"EXT. MEDIUM","EM",90,"OS09E4S-44-EM-90",null,null,null,null,null,111620,109847,108074,106301,104528,102755,100982,99209,97436,95663,93890,92258,90626,88994,87362,85730,84192,82654,81116,79578,78040,76724,75408,74092,72776,71460,70144,68828,67512,66196,64880,63564,62248,60932,59616,58300,56984,55668,54352,53036,51720,50610,49500,48390,47280,46170,45130,44090,43050,42010,40970]
["NEXT-GEN II","OS10E4S","SCROLL","404A",44,"EXT. MEDIUM","EM",90,"OS10E4S-44-EM-90",null,null,null,null,null,126230,124238,122246,120254,118262,116270,114278,112286,110294,108302,106310,104490,102670,100850,99030,97210,95498,93786,92074,90362,88650,87184,85718,84252,82786,81320,79854,78388,76922,75456,73990,72524,71058,69592,68126,66660,65194,63728,62262,60796,59330,58076,56822,55568,54314,53060,51876,50692,49508,48324,47140]
["NEXT-GEN II","OS13E4S","SCROLL","404A",44,"EXT. MEDIUM","EM",90,"OS13E4S-44-EM-90",null,null,null,null,null,160490,157936,155382,152828,150274,147720,145166,142612,140058,137504,134950,132596,130242,127888,125534,123180,120954,118728,116502,114276,112050,110122,108193,106265,104336,102408,100479,98551,96622,94694,92765,90837,88908,86980,85051,83123,81194,79266,77337,75409,73480,71810,70140,68470,66800,65130,63546,61962,60378,58794,57210]
["NEXT-GEN II","OS15E4S","SCROLL","404A",44,"EXT. MEDIUM","EM",90,"OS15E4S-44-EM-90",null,null,null,null,null,186810,183885,180960,178035,175110,172185,169260,166335,163410,160485,157560,154834,152108,149382,146656,143930,141340,138750,136160,133570,130980,128732,126484,124236,121988,119740,117492,115244,112996,110748,108500,106252,104004,101756,99508,97260,95012,92764,90516,88268,86020,84102,82184,80266,78348,76430,74640,72850,71060,69270,67480]
["NEXT-GEN II","OS04E4S","SCROLL","404A",44,"EXT. MEDIUM","EM",95,"OS04E4S-44-EM-95",null,null,null,null,null,50350,49458,48566,47674,46782,45890,44998,44106,43214,42322,41430,40628,39826,39024,38222,37420,36678,35936,35194,34452,33710,33107,32503,31900,31296,30693,30089,29486,28882,28279,27675,27072,26468,25865,25261,24658,24054,23451,22847,22244,21640,21164,20688,20212,19736,19260,18828,18396,17964,17532,17100,16729,16358,15987,15616,15245,14874,14503,14132,13761,13390]
["NEXT-GEN II","OS05E4S","SCROLL","404A",44,"EXT. MEDIUM","EM",95,"OS05E4S-44-EM-95",null,null,null,null,null,54870,53907,52944,51981,51018,50055,49092,48129,47166,46203,45240,44372,43504,42636,41768,40900,40096,39292,38488,37684,36880,36223,35566,34909,34252,33595,32938,32281,31624,30967,30310,29653,28996,28339,27682,27025,26368,25711,25054,24397,23740,23218,22696,22174,21652,21130,20660,20190,19720,19250,18780,18373,17966,17559,17152,16745,16338,15931,15524,15117,14710]
["NEXT-GEN II","OS06E4S","SCROLL","404A",44,"EXT. MEDIUM","EM",95,"OS06E4S-44-EM-95",null,null,null,null,null,58670,57717,56764,55811,54858,53905,52952,51999,51046,50093,49140,48272,47404,46536,45668,44800,43986,43172,42358,41544,40730,40049,39368,38687,38006,37325,36644,35963,35282,34601,33920,33239,32558,31877,31196,30515,29834,29153,28472,27791,27110,26554,25998,25442,24886,24330,23820,23310,22800,22290,21780,21331,20882,20433,19984,19535,19086,18637,18188,17739,17290]
["NEXT-GEN II","OS07E4S","SCROLL","404A",44,"EXT. MEDIUM","EM",95,"OS07E4S-44-EM-95",null,null,null,null,null,74080,72832,71584,70336,69088,67840,66592,65344,64096,62848,61600,60480,59360,58240,57120,56000,54962,53924,52886,51848,50810,49956,49102,48248,47394,46540,45686,44832,43978,43124,42270,41416,40562,39708,38854,38000,37146,36292,35438,34584,33730,33040,32350,31660,30970,30280,29648,29016,28384,27752,27120,26564,26008,25452,24896,24340,23784,23228,22672,22116,21560]
["NEXT-GEN II","OS08E4S","SCROLL","404A",44,"EXT. MEDIUM","EM",95,"OS08E4S-44-EM-95",null,null,null,null,null,96270,94679,93088,91497,89906,88315,86724,85133,83542,81951,80360,78918,77476,76034,74592,73150,71798,70446,69094,67742,66390,65224,64057,62891,61724,60558,59391,58225,57058,55892,54725,53559,52392,51226,50059,48893,47726,46560,45393,44227,43060,42034,41008,39982,38956,37930]
["NEXT-GEN II","OS09E4S","SCROLL","404A",44,"EXT. MEDIUM","EM",95,"OS09E4S-44-EM-95",null,null,null,null,null,106840,105141,103442,101743,100044,98345,96646,94947,93248,91549,89850,88286,86722,85158,83594,82030,80556,79082,77608,76134,74660,73397,72133,70870,69606,68343,67079,65816,64552,63289,62025,60762,59498,58235,56971,55708,54444,53181,51917,50654,49390,48320,47250,46180,45110,44040]
["NEXT-GEN II","OS10E4S","SCROLL","404A",44,"EXT. MEDIUM","EM",95,"OS10E4S-44-EM-95",null,null,null,null,null,120950,119040,117130,115220,113310,111400,109490,107580,105670,103760,101850,100104,98358,96612,94866,93120,91478,89836,88194,86552,84910,83506,82102,80698,79294,77890,76486,75082,73678,72274,70870,69466,68062,66658,65254,63850,62446,61042,59638,58234,56830,55632,54434,53236,52038,50840]
["NEXT-GEN II","OS13E4S","SCROLL","404A",44,"EXT. MEDIUM","EM",95,"OS13E4S-44-EM-95",null,null,null,null,null,153810,151355,148900,146445,143990,141535,139080,136625,134170,131715,129260,126992,124724,122456,120188,117920,115776,113632,111488,109344,107200,105333,103465,101598,99730,97863,95995,94128,92260,90393,88525,86658,84790,82923,81055,79188,77320,75453,73585,71718,69850,68228,66606,64984,63362,61740]
["NEXT-GEN II","OS15E4S","SCROLL","404A",44,"EXT. MEDIUM","EM",95,"OS15E4S-44-EM-95",null,null,null,null,null,178980,176163,173346,170529,167712,164895,162078,159261,156444,153627,150810,148182,145554,142926,140298,137670,135172,132674,130176,127678,125180,123008,120836,118664,116492,114320,112148,109976,107804,105632,103460,101288,99116,96944,94772,92600,90428,88256,86084,83912,81740,79884,78028,76172,74316,72460]
["NEXT-GEN II","OS04E4S","SCROLL","404A",44,"EXT. MEDIUM","EM",100,"OS04E4S-44-EM-100",null,null,null,null,null,null,null,null,null,null,null,null,null,null,null,39680,38912,38144,37376,36608,35840,35126,34412,33698,32984,32270,31692,31114,30536,29958,29380,28802,28224,27646,27068,26490,25912,25334,24756,24178,23600,23022,22444,21866,21288,20710,20254,19798,19342,18886,18430,18018,17606,17194,16782,16370,16016,15662,15308,14954,14600,14246,13892,13538,13184,12830]
["NEXT-GEN II","OS05E4S","SCROLL","404A",44,"EXT. MEDIUM","EM",100,"OS05E4S-44-EM-100",null,null,null,null,null,null,null,null,null,null,null,null,null,null,null,43320,42488,41656,40824,39992,39160,38388,37616,36844,36072,35300,34671,34041,33412,32782,32153,31523,30894,30264,29635,29005,28376,27746,27117,26487,25858,25228,24599,23969,23340,22710,22212,21714,21216,20718,20220,19770,19320,18870,18420,17970,17583,17196,16809,16422,16035,15648,15261,14874,14487,14100]
["NEXT-GEN II","OS06E4S","SCROLL","404A",44,"EXT. MEDIUM","EM",100,"OS06E4S-44-EM-100",null,null,null,null,null,null,null,null,null,null,null,null,null,null,null,47000,46164,45328,44492,43656,42820,42040,41260,40480,39700,38920,38267,37614,36961,36308,35655,35002,34349,33696,33043,32390,31737,31084,30431,29778,29125,28472,27819,27166,26513,25860,25330,24800,24270,23740,23210,22722,22234,21746,21258,20770,20342,19914,19486,19058,18630,18202,17774,17346,16918,16490]
["NEXT-GEN II","OS07E4S","SCROLL","404A",44,"EXT. MEDIUM","EM",100,"OS07E4S-44-EM-100",null,null,null,null,null,null,null,null,null,null,null,null,null,null,null,58960,57882,56804,55726,54648,53570,52570,51570,50570,49570,48570,47751,46932,46113,45294,44475,43656,42837,42018,41199,40380,39561,38742,37923,37104,36285,35466,34647,33828,33009,32190,31532,30874,30216,29558,28900,28298,27696,27094,26492,25890,25362,24834,24306,23778,23250,22722,22194,21666,21138,20610]
["NEXT-GEN II","OS08E4S","SCROLL","404A",44,"EXT. MEDIUM","EM",100,"OS08E4S-44-EM-100",null,null,null,null,null,null,null,null,null,null,null,null,null,null,null,76890,75498,74106,72714,71322,69930,68622,67314,66006,64698,63390,62253,61115,59978,58840,57703,56565,55428,54290,53153,52015,50878,49740,48603,47465,46328,45190,44053,42915,41778,40640]
["NEXT-GEN II","OS09E4S","SCROLL","404A",44,"EXT. MEDIUM","EM",100,"OS09E4S-44-EM-100",null,null,null,null,null,null,null,null,null,null,null,null,null,null,null,85780,84284,82788,81292,79796,78300,76888,75476,74064,72652,71240,70029,68818,67607,66396,65185,63974,62763,61552,60341,59130,57919,56708,55497,54286,53075,51864,50653,49442,48231,47020]
["NEXT-GEN II","OS10E4S","SCROLL","404A",44,"EXT. MEDIUM","EM",100,"OS10E4S-44-EM-100",null,null,null,null,null,null,null,null,null,null,null,null,null,null,null,97360,95688,94016,92344,90672,89000,87432,85864,84296,82728,81160,79818,78476,77134,75792,74450,73108,71766,70424,69082,67740,66398,65056,63714,62372,61030,59688,58346,57004,55662,54320]
["NEXT-GEN II","OS13E4S","SCROLL","404A",44,"EXT. MEDIUM","EM",100,"OS13E4S-44-EM-100",null,null,null,null,null,null,null,null,null,null,null,null,null,null,null,123450,121270,119090,116910,114730,112550,110484,108418,106352,104286,102220,100415,98610,96805,95000,93195,91390,89585,87780,85975,84170,82365,80560,78755,76950,75145,73340,71535,69730,67925,66120]
["NEXT-GEN II","OS15E4S","SCROLL","404A",44,"EXT. MEDIUM","EM",100,"OS15E4S-44-EM-100",null,null,null,null,null,null,null,null,null,null,null,null,null,null,null,143950,141422,138894,136366,133838,131310,128904,126498,124092,121686,119280,117184,115087,112991,110894,108798,106701,104605,102508,100412,98315,96219,94122,92026,89929,87833,85736,83640,81543,79447,77350]
["NEXT-GEN II","OS04E4S","SCROLL","404A",44,"EXT. MEDIUM","EM",105,"OS04E4S-44-EM-105",null,null,null,null,null,null,null,null,null,null,null,null,null,null,null,37880,37144,36408,35672,34936,34200,33518,32836,32154,31472,30790,30238,29685,29133,28580,28028,27475,26923,26370,25818,25265,24713,24160,23608,23055,22503,21950,21398,20845,20293,19740,19305,18870,18435,18000,17565,17172,16779,16386,15993,15600]
["NEXT-GEN II","OS05E4S","SCROLL","404A",44,"EXT. MEDIUM","EM",105,"OS05E4S-44-EM-105",null,null,null,null,null,null,null,null,null,null,null,null,null,null,null,41330,40535,39740,38945,38150,37355,36616,35877,35138,34399,33660,33059,32458,31857,31255,30654,30053,29452,28850,28249,27648,27047,26445,25844,25243,24642,24040,23439,22838,22237,21635,21161,20687,20213,19739,19265,18836,18407,17978,17549,17120]
["NEXT-GEN II","OS06E4S","SCROLL","404A",44,"EXT. MEDIUM","EM",105,"OS06E4S-44-EM-105",null,null,null,null,null,null,null,null,null,null,null,null,null,null,null,44810,44010,43210,42410,41610,40810,40062,39314,38566,37818,37070,36446,35822,35198,34573,33949,33325,32701,32076,31452,30828,30204,29579,28955,28331,27707,27082,26458,25834,25210,24585,24078,23571,23064,22557,22050,21586,21122,20658,20194,19730]
["NEXT-GEN II","OS07E4S","SCROLL","404A",44,"EXT. MEDIUM","EM",105,"OS07E4S-44-EM-105",null,null,null,null,null,null,null,null,null,null,null,null,null,null,null,56275,55238,54201,53164,52127,51090,50132,49174,48216,47258,46300,45517,44733,43950,43166,42383,41599,40816,40032,39249,38465,37682,36898,36115,35331,34548,33764,32981,32197,31414,30630,30003,29376,28749,28122,27495,26923,26351,25779,25207,24635]
["NEXT-GEN II","OS08E4S","SCROLL","404A",44,"EXT. MEDIUM","EM",105,"OS08E4S-44-EM-105",null,null,null,null,null,null,null,null,null,null,null,null,null,null,null,73265,71922,70579,69236,67893,66550,65284,64018,62752,61486,60220,59113,58004,56897,55788,54681,53572,52465,51356,50249,49140,48033,46924,45817,44708,43601,42492,41385,40276,39169,38060]
["NEXT-GEN II","OS09E4S","SCROLL","404A",44,"EXT. MEDIUM","EM",105,"OS09E4S-44-EM-105",null,null,null,null,null,null,null,null,null,null,null,null,null,null,null,81635,80207,78779,77351,75923,74495,73148,71801,70454,69107,67760,66602,65444,64286,63127,61969,60811,59653,58494,57336,56178,55020,53861,52703,51545,50387,49228,48070,46912,45754,44595]
["NEXT-GEN II","OS10E4S","SCROLL","404A",44,"EXT. MEDIUM","EM",105,"OS10E4S-44-EM-105",null,null,null,null,null,null,null,null,null,null,null,null,null,null,null,92800,91207,89614,88021,86428,84835,83341,81847,80353,78859,77365,76089,74812,73535,72258,70982,69705,68428,67151,65875,64598,63321,62044,60768,59491,58214,56937,55661,54384,53107,51830]
["NEXT-GEN II","OS13E4S","SCROLL","404A",44,"EXT. MEDIUM","EM",105,"OS13E4S-44-EM-105",null,null,null,null,null,null,null,null,null,null,null,null,null,null,null,117460,115368,113276,111184,109092,107000,105014,103028,101042,99056,97070,95328,93586,91844,90101,88359,86617,84875,83132,81390,79648,77906,76163,74421,72679,70937,69194,67452,65710,63968,62225]
["NEXT-GEN II","OS15E4S","SCROLL","404A",44,"EXT. MEDIUM","EM",105,"OS15E4S-44-EM-105",null,null,null,null,null,null,null,null,null,null,null,null,null,null,null,136895,134468,132041,129614,127187,124760,122449,120138,117827,115516,113205,111187,109167,107149,105129,103111,101091,99073,97053,95035,93015,90997,88977,86959,84939,82921,80901,78883,76863,74845,72825]
["NEXT-GEN II","OS04E4S","SCROLL","404A",44,"EXT. MEDIUM","EM",110,"OS04E4S-44-EM-110",null,null,null,null,null,null,null,null,null,null,null,null,null,null,null,36080,35376,34672,33968,33264,32560,31910,31260,30610,29960,29310,28783,28256,27729,27202,26675,26148,25621,25094,24567,24040,23513,22986,22459,21932,21405,20878,20351,19824,19297,18770,18356,17942,17528,17114,16700,16326,15952,15578,15204,14830]
["NEXT-GEN II","OS05E4S","SCROLL","404A",44,"EXT. MEDIUM","EM",110,"OS05E4S-44-EM-110",null,null,null,null,null,null,null,null,null,null,null,null,null,null,null,39340,38582,37824,37066,36308,35550,34844,34138,33432,32726,32020,31447,30874,30301,29728,29155,28582,28009,27436,26863,26290,25717,25144,24571,23998,23425,22852,22279,21706,21133,20560,20110,19660,19210,18760,18310,17902,17494,17086,16678,16270]
["NEXT-GEN II","OS06E4S","SCROLL","404A",44,"EXT. MEDIUM","EM",110,"OS06E4S-44-EM-110",null,null,null,null,null,null,null,null,null,null,null,null,null,null,null,42620,41856,41092,40328,39564,38800,38084,37368,36652,35936,35220,34625,34029,33434,32838,32243,31647,31052,30456,29861,29265,28670,28074,27479,26883,26288,25692,25097,24501,23906,23310,22826,22342,21858,21374,20890,20450,20010,19570,19130,18690]
["NEXT-GEN II","OS07E4S","SCROLL","404A",44,"EXT. MEDIUM","EM",110,"OS07E4S-44-EM-110",null,null,null,null,null,null,null,null,null,null,null,null,null,null,null,53590,52594,51598,50602,49606,48610,47694,46778,45862,44946,44030,43282,42534,41786,41038,40290,39542,38794,38046,37298,36550,35802,35054,34306,33558,32810,32062,31314,30566,29818,29070,28474,27878,27282,26686,26090,25548,25006,24464,23922,23380]
["NEXT-GEN II","OS08E4S","SCROLL","404A",44,"EXT. MEDIUM","EM",110,"OS08E4S-44-EM-110",null,null,null,null,null,null,null,null,null,null,null,null,null,null,null,69640,68346,67052,65758,64464,63170,61946,60722,59498,58274,57050,55972,54893,53815,52736,51658,50579,49501,48422,47344,46265,45187,44108,43030,41951,40873,39794,38716,37637,36559,35480]
["NEXT-GEN II","OS09E4S","SCROLL","404A",44,"EXT. MEDIUM","EM",110,"OS09E4S-44-EM-110",null,null,null,null,null,null,null,null,null,null,null,null,null,null,null,77490,76130,74770,73410,72050,70690,69408,68126,66844,65562,64280,63175,62069,60964,59858,58753,57647,56542,55436,54331,53225,52120,51014,49909,48803,47698,46592,45487,44381,43276,42170]
["NEXT-GEN II","OS10E4S","SCROLL","404A",44,"EXT. MEDIUM","EM",110,"OS10E4S-44-EM-110",null,null,null,null,null,null,null,null,null,null,null,null,null,null,null,88240,86726,85212,83698,82184,80670,79250,77830,76410,74990,73570,72359,71147,69936,68724,67513,66301,65090,63878,62667,61455,60244,59032,57821,56609,55398,54186,52975,51763,50552,49340]
["NEXT-GEN II","OS13E4S","SCROLL","404A",44,"EXT. MEDIUM","EM",110,"OS13E4S-44-EM-110",null,null,null,null,null,null,null,null,null,null,null,null,null,null,null,111470,109466,107462,105458,103454,101450,99544,97638,95732,93826,91920,90241,88561,86882,85202,83523,81843,80164,78484,76805,75125,73446,71766,70087,68407,66728,65048,63369,61689,60010,58330]
["NEXT-GEN II","OS15E4S","SCROLL","404A",44,"EXT. MEDIUM","EM",110,"OS15E4S-44-EM-110",null,null,null,null,null,null,null,null,null,null,null,null,null,null,null,129840,127514,125188,122862,120536,118210,115994,113778,111562,109346,107130,105189,103247,101306,99364,97423,95481,93540,91598,89657,87715,85774,83832,81891,79949,78008,76066,74125,72183,70242,68300]
["NEXT-GEN II","OS08L4S","SCROLL","404A",44,"LOW","L",90,"OS08L4S-44-L-90",null,null,null,null,null,null,null,null,null,null,null,null,null,null,null,null,null,null,null,null,null,null,null,null,null,null,null,null,null,null,null,null,null,null,null,null,null,null,null,null,null,null,null,null,null,41280,40458,39636,38814,37992,37170,36406,35642,34878,34114,33350,32640,31930,31220,30510,29800,29146,28492,27838,27184,26530,25930,25330,24730,24130,23530,22980,22430,21880,21330,20780,20305,19830,19355,18880,18405,17930,17455,16980,16505,16030]
["NEXT-GEN II","OS10L4S","SCROLL","404A",44,"LOW","L",90,"OS10L4S-44-L-90",null,null,null,null,null,null,null,null,null,null,null,null,null,null,null,null,null,null,null,null,null,null,null,null,null,null,null,null,null,null,null,null,null,null,null,null,null,null,null,null,null,null,null,null,null,56240,55126,54012,52898,51784,50670,49632,48594,47556,46518,45480,44512,43544,42576,41608,40640,39738,38836,37934,37032,36130,35286,34442,33598,32754,31910,31128,30346,29564,28782,28000,27296,26592,25888,25184,24480,23776,23072,22368,21664,20960]
["NEXT-GEN II","OS13L4S","SCROLL","404A",44,"LOW","L",90,"OS13L4S-44-L-90",null,null,null,null,null,null,null,null,null,null,null,null,null,null,null,null,null,null,null,null,null,null,null,null,null,null,null,null,null,null,null,null,null,null,null,null,null,null,null,null,null,null,null,null,null,68360,67050,65740,64430,63120,61810,60588,59366,58144,56922,55700,54560,53420,52280,51140,50000,48934,47868,46802,45736,44670,43676,42682,41688,40694,39700,38774,37848,36922,35996,35070,34229,33388,32547,31706,30865,30024,29183,28342,27501,26660]
["NEXT-GEN II","OS15L4S","SCROLL","404A",44,"LOW","L",90,"OS15L4S-44-L-90",null,null,null,null,null,null,null,null,null,null,null,null,null,null,null,null,null,null,null,null,null,null,null,null,null,null,null,null,null,null,null,null,null,null,null,null,null,null,null,null,null,null,null,null,null,81350,79790,78230,76670,75110,73550,72084,70618,69152,67686,66220,64848,63476,62104,60732,59360,58084,56808,55532,54256,52980,51794,50608,49422,48236,47050,45958,44866,43774,42682,41590,40623,39656,38689,37722,36755,35788,34821,33854,32887,31920]
["NEXT-GEN II","OS08L4S","SCROLL","404A",44,"LOW","L",95,"OS08L4S-44-L-95",null,null,null,null,null,null,null,null,null,null,null,null,null,null,null,null,null,null,null,null,null,null,null,null,null,null,null,null,null,null,null,null,null,null,null,null,null,null,null,null,null,null,null,null,null,39480,38692,37904,37116,36328,35540,34810,34080,33350,32620,31890,31214,30538,29862,29186,28510,27884,27258,26632,26006,25380,24810,24240,23670,23100,22530,22008,21486,20964,20442,19920,19470,19020,18570,18120,17670,17220,16770,16320,15870,15420]
["NEXT-GEN II","OS10L4S","SCROLL","404A",44,"LOW","L",95,"OS10L4S-44-L-95",null,null,null,null,null,null,null,null,null,null,null,null,null,null,null,null,null,null,null,null,null,null,null,null,null,null,null,null,null,null,null,null,null,null,null,null,null,null,null,null,null,null,null,null,null,53750,52690,51630,50570,49510,48450,47460,46470,45480,44490,43500,42574,41648,40722,39796,38870,38008,37146,36284,35422,34560,33754,32948,32142,31336,30530,29780,29030,28280,27530,26780,26102,25424,24746,24068,23390,22712,22034,21356,20678,20000]
["NEXT-GEN II","OS13L4S","SCROLL","404A",44,"LOW","L",95,"OS13L4S-44-L-95",null,null,null,null,null,null,null,null,null,null,null,null,null,null,null,null,null,null,null,null,null,null,null,null,null,null,null,null,null,null,null,null,null,null,null,null,null,null,null,null,null,null,null,null,null,65340,64094,62848,61602,60356,59110,57946,56782,55618,54454,53290,52202,51114,50026,48938,47850,46832,45814,44796,43778,42760,41808,40856,39904,38952,38000,37112,36224,35336,34448,33560,32751,31942,31133,30324,29515,28706,27897,27088,26279,25470]
["NEXT-GEN II","OS15L4S","SCROLL","404A",44,"LOW","L",95,"OS15L4S-44-L-95",null,null,null,null,null,null,null,null,null,null,null,null,null,null,null,null,null,null,null,null,null,null,null,null,null,null,null,null,null,null,null,null,null,null,null,null,null,null,null,null,null,null,null,null,null,77680,76192,74704,73216,71728,70240,68840,67440,66040,64640,63240,61932,60624,59316,58008,56700,55482,54264,53046,51828,50610,49476,48342,47208,46074,44940,43894,42848,41802,40756,39710,38782,37854,36926,35998,35070,34142,33214,32286,31358,30430]
["NEXT-GEN II","OS08L4S","SCROLL","404A",44,"LOW","L",100,"OS08L4S-44-L-100",null,null,null,null,null,null,null,null,null,null,null,null,null,null,null,null,null,null,null,null,null,null,null,null,null,null,null,null,null,null,null,null,null,null,null,null,null,null,null,null,null,null,null,null,null,37640,36892,36144,35396,34648,33900,33202,32504,31806,31108,30410,29766,29122,28478,27834,27190,26598,26006,25414,24822,24230,23688,23146,22604,22062,21520,21028,20536,20044,19552,19060,18637,18214,17791,17368,16945,16522,16099,15676,15253,14830]
["NEXT-GEN II","OS10L4S","SCROLL","404A",44,"LOW","L",100,"OS10L4S-44-L-100",null,null,null,null,null,null,null,null,null,null,null,null,null,null,null,null,null,null,null,null,null,null,null,null,null,null,null,null,null,null,null,null,null,null,null,null,null,null,null,null,null,null,null,null,null,51210,50202,49194,48186,47178,46170,45230,44290,43350,42410,41470,40588,39706,38824,37942,37060,36240,35420,34600,33780,32960,32188,31416,30644,29872,29100,28382,27664,26946,26228,25510,24860,24210,23560,22910,22260,21610,20960,20310,19660,19010]
["NEXT-GEN II","OS13L4S","SCROLL","404A",44,"LOW","L",100,"OS13L4S-44-L-100",null,null,null,null,null,null,null,null,null,null,null,null,null,null,null,null,null,null,null,null,null,null,null,null,null,null,null,null,null,null,null,null,null,null,null,null,null,null,null,null,null,null,null,null,null,62270,61088,59906,58724,57542,56360,55252,54144,53036,51928,50820,49784,48748,47712,46676,45640,44670,43700,42730,41760,40790,39882,38974,38066,37158,36250,35400,34550,33700,32850,32000,31223,30446,29669,28892,28115,27338,26561,25784,25007,24230]
["NEXT-GEN II","OS15L4S","SCROLL","404A",44,"LOW","L",100,"OS15L4S-44-L-100",null,null,null,null,null,null,null,null,null,null,null,null,null,null,null,null,null,null,null,null,null,null,null,null,null,null,null,null,null,null,null,null,null,null,null,null,null,null,null,null,null,null,null,null,null,73920,72506,71092,69678,68264,66850,65518,64186,62854,61522,60190,58946,57702,56458,55214,53970,52808,51646,50484,49322,48160,47080,46000,44920,43840,42760,41762,40764,39766,38768,37770,36883,35996,35109,34222,33335,32448,31561,30674,29787,28900]
["NEXT-GEN II","OS08L4S","SCROLL","404A",44,"LOW","L",105,"OS08L4S-44-L-105",null,null,null,null,null,null,null,null,null,null,null,null,null,null,null,null,null,null,null,null,null,null,null,null,null,null,null,null,null,null,null,null,null,null,null,null,null,null,null,null,null,null,null,null,null,35775,35065,34355,33645,32935,32225,31564,30903,30242,29581,28920,28309,27698,27087,26476,25865,25306,24747,24188,23629,23070,22559,22048,21537,21026,20515,20053,19591,19129,18667,18205,17809,17412,17016,16619,16223,15826,15430,15033,14637,14240]
["NEXT-GEN II","OS10L4S","SCROLL","404A",44,"LOW","L",105,"OS10L4S-44-L-105",null,null,null,null,null,null,null,null,null,null,null,null,null,null,null,null,null,null,null,null,null,null,null,null,null,null,null,null,null,null,null,null,null,null,null,null,null,null,null,null,null,null,null,null,null,48590,47636,46682,45728,44774,43820,42928,42036,41144,40252,39360,38524,37688,36852,36016,35180,34399,33618,32837,32056,31275,30543,29811,29079,28347,27615,26931,26247,25563,24879,24195,23574,22952,22331,21709,21088,20466,19845,19223,18602,17980]
["NEXT-GEN II","OS13L4S","SCROLL","404A",44,"LOW","L",105,"OS13L4S-44-L-105",null,null,null,null,null,null,null,null,null,null,null,null,null,null,null,null,null,null,null,null,null,null,null,null,null,null,null,null,null,null,null,null,null,null,null,null,null,null,null,null,null,null,null,null,null,59115,57995,56875,55755,54635,53515,52464,51413,50362,49311,48260,47276,46292,45308,44324,43340,42418,41496,40574,39652,38730,37866,37002,36138,35274,34410,33600,32790,31980,31170,30360,29616,28872,28128,27384,26640,25896,25152,24408,23664,22920]
["NEXT-GEN II","OS15L4S","SCROLL","404A",44,"LOW","L",105,"OS15L4S-44-L-105",null,null,null,null,null,null,null,null,null,null,null,null,null,null,null,null,null,null,null,null,null,null,null,null,null,null,null,null,null,null,null,null,null,null,null,null,null,null,null,null,null,null,null,null,null,70055,68715,67375,66035,64695,63355,62091,60827,59563,58299,57035,55854,54673,53492,52311,51130,50025,48920,47815,46710,45605,44581,43557,42533,41509,40485,39534,38583,37632,36681,35730,34885,34039,33194,32348,31503,30657,29812,28966,28121,27275]
["NEXT-GEN II","OS08L4S","SCROLL","404A",44,"LOW","L",110,"OS08L4S-44-L-110",null,null,null,null,null,null,null,null,null,null,null,null,null,null,null,null,null,null,null,null,null,null,null,null,null,null,null,null,null,null,null,null,null,null,null,null,null,null,null,null,null,null,null,null,null,33910,33238,32566,31894,31222,30550,29926,29302,28678,28054,27430,26852,26274,25696,25118,24540,24014,23488,22962,22436,21910,21430,20950,20470,19990,19510,19078,18646,18214,17782,17350,16980,16610,16240,15870,15500,15130,14760,14390,14020,13650]
["NEXT-GEN II","OS10L4S","SCROLL","404A",44,"LOW","L",110,"OS10L4S-44-L-110",null,null,null,null,null,null,null,null,null,null,null,null,null,null,null,null,null,null,null,null,null,null,null,null,null,null,null,null,null,null,null,null,null,null,null,null,null,null,null,null,null,null,null,null,null,45970,45070,44170,43270,42370,41470,40626,39782,38938,38094,37250,36460,35670,34880,34090,33300,32558,31816,31074,30332,29590,28898,28206,27514,26822,26130,25480,24830,24180,23530,22880,22287,21694,21101,20508,19915,19322,18729,18136,17543,16950]
["NEXT-GEN II","OS13L4S","SCROLL","404A",44,"LOW","L",110,"OS13L4S-44-L-110",null,null,null,null,null,null,null,null,null,null,null,null,null,null,null,null,null,null,null,null,null,null,null,null,null,null,null,null,null,null,null,null,null,null,null,null,null,null,null,null,null,null,null,null,null,55960,54902,53844,52786,51728,50670,49676,48682,47688,46694,45700,44768,43836,42904,41972,41040,40166,39292,38418,37544,36670,35850,35030,34210,33390,32570,31800,31030,30260,29490,28720,28009,27298,26587,25876,25165,24454,23743,23032,22321,21610]
["NEXT-GEN II","OS15L4S","SCROLL","404A",44,"LOW","L",110,"OS15L4S-44-L-110",null,null,null,null,null,null,null,null,null,null,null,null,null,null,null,null,null,null,null,null,null,null,null,null,null,null,null,null,null,null,null,null,null,null,null,null,null,null,null,null,null,null,null,null,null,66190,64924,63658,62392,61126,59860,58664,57468,56272,55076,53880,52762,51644,50526,49408,48290,47242,46194,45146,44098,43050,42082,41114,40146,39178,38210,37306,36402,35498,34594,33690,32886,32082,31278,30474,29670,28866,28062,27258,26454,25650]
["QV-SERIES","BV015M4S","SINGLE - BITZER","404A",44,"MEDIUM","M",90,"BV015M4S-44-M-90",239500,235740,231980,228220,224460,220700,216960,213220,209480,205740,202000,198320,194640,190960,187280,183600,180460,177320,174180,171040,167900,164760,161620,158480,155340,152200,149370,146540,143710,140880,138050,135220,132390,129560,126730,123900,121370,118840,116310,113780,111250,108720,106190,103660,101130,98600,96360,94120,91880,89640,87400,85160,82920,80680,78440,76200]
["QV-SERIES","BV020M4S","SINGLE - BITZER","404A",44,"MEDIUM","M",90,"BV020M4S-44-M-90",258600,254900,251200,247500,243800,240100,236180,232260,228340,224420,220500,216660,212820,208980,205140,201300,197960,194620,191280,187940,184600,181380,178160,174940,171720,168500,165370,162240,159110,155980,152850,149720,146590,143460,140330,137200,134500,131800,129100,126400,123700,121000,118300,115600,112900,110200,107750,105300,102850,100400,97950,95500,93050,90600,88150,85700]
["QV-SERIES","BV025M4S","SINGLE - BITZER","404A",44,"MEDIUM","M",90,"BV025M4S-44-M-90",292500,288380,284260,280140,276020,271900,267640,263380,259120,254860,250600,246340,242080,237820,233560,229300,225580,221860,218140,214420,210700,207040,203380,199720,196060,192400,189020,185640,182260,178880,175500,172120,168740,165360,161980,158600,155540,152480,149420,146360,143300,140240,137180,134120,131060,128000,125260,122520,119780,117040,114300,111560,108820,106080,103340,100600]
["QV-SERIES","BV030M4S","SINGLE - BITZER","404A",44,"MEDIUM","M",90,"BV030M4S-44-M-90",343600,338640,333680,328720,323760,318800,313880,308960,304040,299120,294200,289200,284200,279200,274200,269200,264880,260560,256240,251920,247600,243560,239520,235480,231440,227400,223310,219220,215130,211040,206950,202860,198770,194680,190590,186500,182910,179320,175730,172140,168550,164960,161370,157780,154190,150600,147360,144120,140880,137640,134400,131160,127920,124680,121440,118200]
["QV-SERIES","BV035M4S","SINGLE - BITZER","404A",44,"MEDIUM","M",90,"BV035M4S-44-M-90",447700,441320,434940,428560,422180,415800,409080,402360,395640,388920,382200,375660,369120,362580,356040,349500,343820,338140,332460,326780,321100,315400,309700,304000,298300,292600,287370,282140,276910,271680,266450,261220,255990,250760,245530,240300,235690,231080,226470,221860,217250,212640,208030,203420,198810,194200,189960,185720,181480,177240,173000,168760,164520,160280,156040,151800]
["QV-SERIES","BV040M4S","SINGLE - BITZER","404A",44,"MEDIUM","M",90,"BV040M4S-44-M-90",491700,484800,477900,471000,464100,457200,450000,442800,435600,428400,421200,414340,407480,400620,393760,386900,380820,374740,368660,362580,356500,350640,344780,338920,333060,327200,321400,315600,309800,304000,298200,292400,286600,280800,275000,269200,264070,258940,253810,248680,243550,238420,233290,228160,223030,217900,213240,208580,203920,199260,194600,189940,185280,180620,175960,171300]
["QV-SERIES","BV050M4S","SINGLE - BITZER","404A",44,"MEDIUM","M",90,"BV050M4S-44-M-90",566600,559260,551920,544580,537240,529900,521820,513740,505660,497580,489500,481880,474260,466640,459020,451400,444660,437920,431180,424440,417700,411020,404340,397660,390980,384300,377690,371080,364470,357860,351250,344640,338030,331420,324810,318200,312330,306460,300590,294720,288850,282980,277110,271240,265370,259500,254070,248640,243210,237780,232350,226920,221490,216060,210630,205200]
["QV-SERIES","BV015M4S","SINGLE - BITZER","404A",44,"MEDIUM","M",95,"BV015M4S-44-M-95",227800,224360,220920,217480,214040,210600,206980,203360,199740,196120,192500,188980,185460,181940,178420,174900,171800,168700,165600,162500,159400,156380,153360,150340,147320,144300,141600,138900,136200,133500,130800,128100,125400,122700,120000,117300,114860,112420,109980,107540,105100,102660,100220,97780,95340,92900,90740,88580,86420,84260,82100,79940,77780,75620,73460,71300]
["QV-SERIES","BV020M4S","SINGLE - BITZER","404A",44,"MEDIUM","M",95,"BV020M4S-44-M-95",247800,244120,240440,236760,233080,229400,225540,221680,217820,213960,210100,206400,202700,199000,195300,191600,188380,185160,181940,178720,175500,172520,169540,166560,163580,160600,157510,154420,151330,148240,145150,142060,138970,135880,132790,129700,127120,124540,121960,119380,116800,114220,111640,109060,106480,103900,101510,99120,96730,94340,91950,89560,87170,84780,82390,80000]
["QV-SERIES","BV025M4S","SINGLE - BITZER","404A",44,"MEDIUM","M",95,"BV025M4S-44-M-95",279200,275220,271240,267260,263280,259300,255140,250980,246820,242660,238500,234440,230380,226320,222260,218200,214620,211040,207460,203880,200300,196780,193260,189740,186220,182700,179460,176220,172980,169740,166500,163260,160020,156780,153540,150300,147430,144560,141690,138820,135950,133080,130210,127340,124470,121600,118890,116180,113470,110760,108050,105340,102630,99920,97210,94500]
["QV-SERIES","BV030M4S","SINGLE - BITZER","404A",44,"MEDIUM","M",95,"BV030M4S-44-M-95",324600,320000,315400,310800,306200,301600,296580,291560,286540,281520,276500,271960,267420,262880,258340,253800,249700,245600,241500,237400,233300,229240,225180,221120,217060,213000,209210,205420,201630,197840,194050,190260,186470,182680,178890,175100,171680,168260,164840,161420,158000,154580,151160,147740,144320,140900,137850,134800,131750,128700,125650,122600,119550,116500,113450,110400]
["QV-SERIES","BV035M4S","SINGLE - BITZER","404A",44,"MEDIUM","M",95,"BV035M4S-44-M-95",424200,417960,411720,405480,399240,393000,386640,380280,373920,367560,361200,354880,348560,342240,335920,329600,324100,318600,313100,307600,302100,297020,291940,286860,281780,276700,271580,266460,261340,256220,251100,245980,240860,235740,230620,225500,221060,216620,212180,207740,203300,198860,194420,189980,185540,181100,177060,173020,168980,164940,160900,156860,152820,148780,144740,140700]
["QV-SERIES","BV040M4S","SINGLE - BITZER","404A",44,"MEDIUM","M",95,"BV040M4S-44-M-95",464000,457600,451200,444800,438400,432000,424980,417960,410940,403920,396900,390280,383660,377040,370420,363800,358080,352360,346640,340920,335200,329480,323760,318040,312320,306600,301180,295760,290340,284920,279500,274080,268660,263240,257820,252400,247610,242820,238030,233240,228450,223660,218870,214080,209290,204500,200050,195600,191150,186700,182250,177800,173350,168900,164450,160000]
["QV-SERIES","BV050M4S","SINGLE - BITZER","404A",44,"MEDIUM","M",95,"BV050M4S-44-M-95",539900,532760,525620,518480,511340,504200,496540,488880,481220,473560,465900,458540,451180,443820,436460,429100,422520,415940,409360,402780,396200,389600,383000,376400,369800,363200,357040,350880,344720,338560,332400,326240,320080,313920,307760,301600,295960,290320,284680,279040,273400,267760,262120,256480,250840,245200,240030,234860,229690,224520,219350,214180,209010,203840,198670,193500]
["QV-SERIES","BV015M4S","SINGLE - BITZER","404A",44,"MEDIUM","M",100,"BV015M4S-44-M-100",null,null,null,null,null,200600,197040,193480,189920,186360,182800,179420,176040,172660,169280,165900,162940,159980,157020,154060,151100,148320,145540,142760,139980,137200,134540,131880,129220,126560,123900,121240,118580,115920,113260,110600,108280,105960,103640,101320,99000,96680,94360,92040,89720,87400,85360,83320,81280,79240,77200,75160,73120,71080,69040,67000]
["QV-SERIES","BV020M4S","SINGLE - BITZER","404A",44,"MEDIUM","M",100,"BV020M4S-44-M-100",null,null,null,null,null,218100,214420,210740,207060,203380,199700,196120,192540,188960,185380,181800,178680,175560,172440,169320,166200,163240,160280,157320,154360,151400,148560,145720,142880,140040,137200,134360,131520,128680,125840,123000,120460,117920,115380,112840,110300,107760,105220,102680,100140,97600,95350,93100,90850,88600,86350,84100,81850,79600,77350,75100]
["QV-SERIES","BV025M4S","SINGLE - BITZER","404A",44,"MEDIUM","M",100,"BV025M4S-44-M-100",null,null,null,null,null,246700,242620,238540,234460,230380,226300,222400,218500,214600,210700,206800,203440,200080,196720,193360,190000,186620,183240,179860,176480,173100,170040,166980,163920,160860,157800,154740,151680,148620,145560,142500,139650,136800,133950,131100,128250,125400,122550,119700,116850,114000,111470,108940,106410,103880,101350,98820,96290,93760,91230,88700]
["QV-SERIES","BV030M4S","SINGLE - BITZER","404A",44,"MEDIUM","M",100,"BV030M4S-44-M-100",null,null,null,null,null,286900,282100,277300,272500,267700,262900,258460,254020,249580,245140,240700,236760,232820,228880,224940,221000,217120,213240,209360,205480,201600,198010,194420,190830,187240,183650,180060,176470,172880,169290,165700,162420,159140,155860,152580,149300,146020,142740,139460,136180,132900,129990,127080,124170,121260,118350,115440,112530,109620,106710,103800]
["QV-SERIES","BV035M4S","SINGLE - BITZER","404A",44,"MEDIUM","M",100,"BV035M4S-44-M-100",null,null,null,null,null,374500,368240,361980,355720,349460,343200,337160,331120,325080,319040,313000,307760,302520,297280,292040,286800,281580,276360,271140,265920,260700,255960,251220,246480,241740,237000,232260,227520,222780,218040,213300,209010,204720,200430,196140,191850,187560,183270,178980,174690,170400,166580,162760,158940,155120,151300,147480,143660,139840,136020,132200]
["QV-SERIES","BV040M4S","SINGLE - BITZER","404A",44,"MEDIUM","M",100,"BV040M4S-44-M-100",null,null,null,null,null,410200,403660,397120,390580,384040,377500,371020,364540,358060,351580,345100,339640,334180,328720,323260,317800,312280,306760,301240,295720,290200,285030,279860,274690,269520,264350,259180,254010,248840,243670,238500,233860,229220,224580,219940,215300,210660,206020,201380,196740,192100,187950,183800,179650,175500,171350,167200,163050,158900,154750,150600]
["QV-SERIES","BV050M4S","SINGLE - BITZER","404A",44,"MEDIUM","M",100,"BV050M4S-44-M-100",null,null,null,null,null,478900,471480,464060,456640,449220,441800,434760,427720,420680,413640,406600,400240,393880,387520,381160,374800,368560,362320,356080,349840,343600,337770,331940,326110,320280,314450,308620,302790,296960,291130,285300,279870,274440,269010,263580,258150,252720,247290,241860,236430,231000,226080,221160,216240,211320,206400,201480,196560,191640,186720,181800]
["QV-SERIES","BV015M4S","SINGLE - BITZER","404A",44,"MEDIUM","M",105,"BV015M4S-44-M-105",null,null,null,null,null,null,null,null,null,null,173550,170330,167110,163890,160670,157450,154580,151710,148840,145970,143100,140390,137680,134970,132260,129550,127010,124470,121930,119390,116850,114310,111770,109230,106690,104150,101930,99710,97490,95270,93050,90830,88610,86390,84170,81950,80005,78060,76115,74170,72225,70280,68335,66390,64445,62500]
["QV-SERIES","BV020M4S","SINGLE - BITZER","404A",44,"MEDIUM","M",105,"BV020M4S-44-M-105",null,null,null,null,null,null,null,null,null,null,189450,186040,182630,179220,175810,172400,169400,166400,163400,160400,157400,154500,151600,148700,145800,142900,140185,137470,134755,132040,129325,126610,123895,121180,118465,115750,113315,110880,108445,106010,103575,101140,98705,96270,93835,91400,89250,87100,84950,82800,80650,78500,76350,74200,72050,69900]
["QV-SERIES","BV025M4S","SINGLE - BITZER","404A",44,"MEDIUM","M",105,"BV025M4S-44-M-105",null,null,null,null,null,null,null,null,null,null,214400,210770,207140,203510,199880,196250,192970,189690,186410,183130,179850,176500,173150,169800,166450,163100,160200,157300,154400,151500,148600,145700,142800,139900,137000,134100,131400,128700,126000,123300,120600,117900,115200,112500,109800,107100,104670,102240,99810,97380,94950,92520,90090,87660,85230,82800]
["QV-SERIES","BV030M4S","SINGLE - BITZER","404A",44,"MEDIUM","M",105,"BV030M4S-44-M-105",null,null,null,null,null,null,null,null,null,null,248950,244760,240570,236380,232190,228000,224230,220460,216690,212920,209150,205360,201570,197780,193990,190200,186825,183450,180075,176700,173325,169950,166575,163200,159825,156450,153320,150190,147060,143930,140800,137670,134540,131410,128280,125150,122380,119610,116840,114070,111300,108530,105760,102990,100220,97450]
["QV-SERIES","BV035M4S","SINGLE - BITZER","404A",44,"MEDIUM","M",105,"BV035M4S-44-M-105",null,null,null,null,null,null,null,null,null,null,325700,319910,314120,308330,302540,296750,291770,286790,281810,276830,271850,266830,261810,256790,251770,246750,242180,237610,233040,228470,223900,219330,214760,210190,205620,201050,196945,192840,188735,184630,180525,176420,172315,168210,164105,160000,156350,152700,149050,145400,141750,138100,134450,130800,127150,123500]
["QV-SERIES","BV040M4S","SINGLE - BITZER","404A",44,"MEDIUM","M",105,"BV040M4S-44-M-105",null,null,null,null,null,null,null,null,null,null,357300,351190,345080,338970,332860,326750,321470,316190,310910,305630,300350,295070,289790,284510,279230,273950,269040,264130,259220,254310,249400,244490,239580,234670,229760,224850,220410,215970,211530,207090,202650,198210,193770,189330,184890,180450,176480,172510,168540,164570,160600,156630,152660,148690,144720,140750]
["QV-SERIES","BV050M4S","SINGLE - BITZER","404A",44,"MEDIUM","M",105,"BV050M4S-44-M-105",null,null,null,null,null,null,null,null,null,null,418450,411690,404930,398170,391410,384650,378580,372510,366440,360370,354300,348340,342380,336420,330460,324500,318910,313320,307730,302140,296550,290960,285370,279780,274190,268600,263440,258280,253120,247960,242800,237640,232480,227320,222160,217000,212300,207600,202900,198200,193500,188800,184100,179400,174700,170000]
["QV-SERIES","BV015M4S","SINGLE - BITZER","404A",44,"MEDIUM","M",110,"BV015M4S-44-M-110",null,null,null,null,null,null,null,null,null,null,164300,161240,158180,155120,152060,149000,146220,143440,140660,137880,135100,132460,129820,127180,124540,121900,119480,117060,114640,112220,109800,107380,104960,102540,100120,97700,95580,93460,91340,89220,87100,84980,82860,80740,78620,76500,74650,72800,70950,69100,67250,65400,63550,61700,59850,58000]
["QV-SERIES","BV020M4S","SINGLE - BITZER","404A",44,"MEDIUM","M",110,"BV020M4S-44-M-110",null,null,null,null,null,null,null,null,null,null,179200,175960,172720,169480,166240,163000,160120,157240,154360,151480,148600,145760,142920,140080,137240,134400,131810,129220,126630,124040,121450,118860,116270,113680,111090,108500,106170,103840,101510,99180,96850,94520,92190,89860,87530,85200,83150,81100,79050,77000,74950,72900,70850,68800,66750,64700]
["QV-SERIES","BV025M4S","SINGLE - BITZER","404A",44,"MEDIUM","M",110,"BV025M4S-44-M-110",null,null,null,null,null,null,null,null,null,null,202500,199140,195780,192420,189060,185700,182500,179300,176100,172900,169700,166380,163060,159740,156420,153100,150360,147620,144880,142140,139400,136660,133920,131180,128440,125700,123150,120600,118050,115500,112950,110400,107850,105300,102750,100200,97870,95540,93210,90880,88550,86220,83890,81560,79230,76900]
["QV-SERIES","BV030M4S","SINGLE - BITZER","404A",44,"MEDIUM","M",110,"BV030M4S-44-M-110",null,null,null,null,null,null,null,null,null,null,235000,231060,227120,223180,219240,215300,211700,208100,204500,200900,197300,193600,189900,186200,182500,178800,175640,172480,169320,166160,163000,159840,156680,153520,150360,147200,144220,141240,138260,135280,132300,129320,126340,123360,120380,117400,114770,112140,109510,106880,104250,101620,98990,96360,93730,91100]
["QV-SERIES","BV035M4S","SINGLE - BITZER","404A",44,"MEDIUM","M",110,"BV035M4S-44-M-110",null,null,null,null,null,null,null,null,null,null,308200,302660,297120,291580,286040,280500,275780,271060,266340,261620,256900,252080,247260,242440,237620,232800,228400,224000,219600,215200,210800,206400,202000,197600,193200,188800,184880,180960,177040,173120,169200,165280,161360,157440,153520,149600,146120,142640,139160,135680,132200,128720,125240,121760,118280,114800]
["QV-SERIES","BV040M4S","SINGLE - BITZER","404A",44,"MEDIUM","M",110,"BV040M4S-44-M-110",null,null,null,null,null,null,null,null,null,null,337100,331360,325620,319880,314140,308400,303300,298200,293100,288000,282900,277860,272820,267780,262740,257700,253050,248400,243750,239100,234450,229800,225150,220500,215850,211200,206960,202720,198480,194240,190000,185760,181520,177280,173040,168800,165010,161220,157430,153640,149850,146060,142270,138480,134690,130900]
["QV-SERIES","BV050M4S","SINGLE - BITZER","404A",44,"MEDIUM","M",110,"BV050M4S-44-M-110",null,null,null,null,null,null,null,null,null,null,395100,388620,382140,375660,369180,362700,356920,351140,345360,339580,333800,328120,322440,316760,311080,305400,300050,294700,289350,284000,278650,273300,267950,262600,257250,251900,247010,242120,237230,232340,227450,222560,217670,212780,207890,203000,198520,194040,189560,185080,180600,176120,171640,167160,162680,158200]
["QV-SERIES","BV022L4S","SINGLE - BITZER","404A",44,"LOW","L",90,"BV022L4S-44-L-90",null,null,null,null,null,null,null,null,null,null,null,null,null,null,null,null,null,null,null,null,null,null,null,null,null,null,null,null,null,null,null,null,null,null,null,null,null,null,null,null,null,null,null,null,null,135500,133120,130740,128360,125980,123600,121000,118400,115800,113200,110600,108300,106000,103700,101400,99100,96960,94820,92680,90540,88400,86200,84000,81800,79600,77400,75400,73400,71400,69400,67400,65720,64040,62360,60680,59000,57380,55760,54140,52520,50900]
["QV-SERIES","BV027L4S","SINGLE - BITZER","404A",44,"LOW","L",90,"BV027L4S-44-L-90",null,null,null,null,null,null,null,null,null,null,null,null,null,null,null,null,null,null,null,null,null,null,null,null,null,null,null,null,null,null,null,null,null,null,null,null,null,null,null,null,null,null,null,null,null,173600,170420,167240,164060,160880,157700,154300,150900,147500,144100,140700,137720,134740,131760,128780,125800,123000,120200,117400,114600,111800,108920,106040,103160,100280,97400,94800,92200,89600,87000,84400,82160,79920,77680,75440,73200,71160,69120,67080,65040,63000]
["QV-SERIES","BV030L4S","SINGLE - BITZER","404A",44,"LOW","L",90,"BV030L4S-44-L-90",null,null,null,null,null,null,null,null,null,null,null,null,null,null,null,null,null,null,null,null,null,null,null,null,null,null,null,null,null,null,null,null,null,null,null,null,null,null,null,null,null,null,null,null,null,203100,199520,195940,192360,188780,185200,181460,177720,173980,170240,166500,163080,159660,156240,152820,149400,146180,142960,139740,136520,133300,130180,127060,123940,120820,117700,114780,111860,108940,106020,103100,100600,98100,95600,93100,90600,88260,85920,83580,81240,78900]
["QV-SERIES","BV040L4S","SINGLE - BITZER","404A",44,"LOW","L",90,"BV040L4S-44-L-90",null,null,null,null,null,null,null,null,null,null,null,null,null,null,null,null,null,null,null,null,null,null,null,null,null,null,null,null,null,null,null,null,null,null,null,null,null,null,null,null,null,null,null,null,null,239800,235680,231560,227440,223320,219200,214700,210200,205700,201200,196700,192500,188300,184100,179900,175700,172080,168460,164840,161220,157600,153800,150000,146200,142400,138600,135100,131600,128100,124600,121100,118000,114900,111800,108700,105600,102800,100000,97200,94400,91600]
["QV-SERIES","BV022L4S","SINGLE - BITZER","404A",44,"LOW","L",95,"BV022L4S-44-L-95",null,null,null,null,null,null,null,null,null,null,null,null,null,null,null,null,null,null,null,null,null,null,null,null,null,null,null,null,null,null,null,null,null,null,null,null,null,null,null,null,null,null,null,null,null,128200,125860,123520,121180,118840,116500,114060,111620,109180,106740,104300,102100,99900,97700,95500,93300,91180,89060,86940,84820,82700,80680,78660,76640,74620,72600,70700,68800,66900,65000,63100,61520,59940,58360,56780,55200,53640,52080,50520,48960,47400]
["QV-SERIES","BV027L4S","SINGLE - BITZER","404A",44,"LOW","L",95,"BV027L4S-44-L-95",null,null,null,null,null,null,null,null,null,null,null,null,null,null,null,null,null,null,null,null,null,null,null,null,null,null,null,null,null,null,null,null,null,null,null,null,null,null,null,null,null,null,null,null,null,164300,161180,158060,154940,151820,148700,145480,142260,139040,135820,132600,129760,126920,124080,121240,118400,115640,112880,110120,107360,104600,101960,99320,96680,94040,91400,88920,86440,83960,81480,79000,76900,74800,72700,70600,68500,66540,64580,62620,60660,58700]
["QV-SERIES","BV030L4S","SINGLE - BITZER","404A",44,"LOW","L",95,"BV030L4S-44-L-95",null,null,null,null,null,null,null,null,null,null,null,null,null,null,null,null,null,null,null,null,null,null,null,null,null,null,null,null,null,null,null,null,null,null,null,null,null,null,null,null,null,null,null,null,null,192300,188840,185380,181920,178460,175000,171440,167880,164320,160760,157200,153940,150680,147420,144160,140900,137820,134740,131660,128580,125500,122540,119580,116620,113660,110700,107900,105100,102300,99500,96700,94320,91940,89560,87180,84800,82540,80280,78020,75760,73500]
["QV-SERIES","BV040L4S","SINGLE - BITZER","404A",44,"LOW","L",95,"BV040L4S-44-L-95",null,null,null,null,null,null,null,null,null,null,null,null,null,null,null,null,null,null,null,null,null,null,null,null,null,null,null,null,null,null,null,null,null,null,null,null,null,null,null,null,null,null,null,null,null,224000,219620,215240,210860,206480,202100,198280,194460,190640,186820,183000,179420,175840,172260,168680,165100,161780,158460,155140,151820,148500,145180,141860,138540,135220,131900,128780,125660,122540,119420,116300,113220,110140,107060,103980,100900,97880,94860,91840,88820,85800]
["QV-SERIES","BV022L4S","SINGLE - BITZER","404A",44,"LOW","L",100,"BV022L4S-44-L-100",null,null,null,null,null,null,null,null,null,null,null,null,null,null,null,null,null,null,null,null,null,null,null,null,null,null,null,null,null,null,null,null,null,null,null,null,null,null,null,null,null,null,null,null,null,120900,118680,116460,114240,112020,109800,107440,105080,102720,100360,98000,95900,93800,91700,89600,87500,85560,83620,81680,79740,77800,75800,73800,71800,69800,67800,66000,64200,62400,60600,58800,57300,55800,54300,52800,51300,49780,48260,46740,45220,43700]
["QV-SERIES","BV027L4S","SINGLE - BITZER","404A",44,"LOW","L",100,"BV027L4S-44-L-100",null,null,null,null,null,null,null,null,null,null,null,null,null,null,null,null,null,null,null,null,null,null,null,null,null,null,null,null,null,null,null,null,null,null,null,null,null,null,null,null,null,null,null,null,null,154900,151920,148940,145960,142980,140000,136940,133880,130820,127760,124700,121980,119260,116540,113820,111100,108560,106020,103480,100940,98400,95780,93160,90540,87920,85300,82980,80660,78340,76020,73700,71680,69660,67640,65620,63600,61700,59800,57900,56000,54100]
["QV-SERIES","BV030L4S","SINGLE - BITZER","404A",44,"LOW","L",100,"BV030L4S-44-L-100",null,null,null,null,null,null,null,null,null,null,null,null,null,null,null,null,null,null,null,null,null,null,null,null,null,null,null,null,null,null,null,null,null,null,null,null,null,null,null,null,null,null,null,null,null,181500,178220,174940,171660,168380,165100,161660,158220,154780,151340,147900,144800,141700,138600,135500,132400,129460,126520,123580,120640,117700,114860,112020,109180,106340,103500,100860,98220,95580,92940,90300,88040,85780,83520,81260,79000,76860,74720,72580,70440,68300]
["QV-SERIES","BV040L4S","SINGLE - BITZER","404A",44,"LOW","L",100,"BV040L4S-44-L-100",null,null,null,null,null,null,null,null,null,null,null,null,null,null,null,null,null,null,null,null,null,null,null,null,null,null,null,null,null,null,null,null,null,null,null,null,null,null,null,null,null,null,null,null,null,212300,208260,204220,200180,196140,192100,188120,184140,180160,176180,172200,168640,165080,161520,157960,154400,151420,148440,145460,142480,139500,136260,133020,129780,126540,123300,120220,117140,114060,110980,107900,105000,102100,99200,96300,93400,90320,87240,84160,81080,78000]
["QV-SERIES","BV022L4S","SINGLE - BITZER","404A",44,"LOW","L",105,"BV022L4S-44-L-105",null,null,null,null,null,null,null,null,null,null,null,null,null,null,null,null,null,null,null,null,null,null,null,null,null,null,null,null,null,null,null,null,null,null,null,null,null,null,null,null,null,null,null,null,null,113650,111510,109370,107230,105090,102950,100710,98470,96230,93990,91750,89740,87730,85720,83710,81700,79850,78000,76150,74300,72450,70580,68710,66840,64970,63100,61400,59700,58000,56300,54600,53180,51760,50340,48920,47500,46100,44700,43300,41900,40500]
["QV-SERIES","BV027L4S","SINGLE - BITZER","404A",44,"LOW","L",105,"BV027L4S-44-L-105",null,null,null,null,null,null,null,null,null,null,null,null,null,null,null,null,null,null,null,null,null,null,null,null,null,null,null,null,null,null,null,null,null,null,null,null,null,null,null,null,null,null,null,null,null,145650,142780,139910,137040,134170,131300,128390,125480,122570,119660,116750,114140,111530,108920,106310,103700,101290,98880,96470,94060,91650,89200,86750,84300,81850,79400,77200,75000,72800,70600,68400,66500,64600,62700,60800,58900,57140,55380,53620,51860,50100]
["QV-SERIES","BV030L4S","SINGLE - BITZER","404A",44,"LOW","L",105,"BV030L4S-44-L-105",null,null,null,null,null,null,null,null,null,null,null,null,null,null,null,null,null,null,null,null,null,null,null,null,null,null,null,null,null,null,null,null,null,null,null,null,null,null,null,null,null,null,null,null,null,170750,167610,164470,161330,158190,155050,151790,148530,145270,142010,138750,135780,132810,129840,126870,123900,121110,118320,115530,112740,109950,107250,104550,101850,99150,96450,93950,91450,88950,86450,83950,81810,79670,77530,75390,73250,71380,69510,67640,65770,63900]
["QV-SERIES","BV040L4S","SINGLE - BITZER","404A",44,"LOW","L",105,"BV040L4S-44-L-105",null,null,null,null,null,null,null,null,null,null,null,null,null,null,null,null,null,null,null,null,null,null,null,null,null,null,null,null,null,null,null,null,null,null,null,null,null,null,null,null,null,null,null,null,null,200300,196460,192620,188780,184940,181100,177200,173300,169400,165500,161600,158260,154920,151580,148240,144900,141830,138760,135690,132620,129550,126460,123370,120280,117190,114100,111220,108340,105460,102580,99700,96910,94120,91330,88540,85750,82820,79890,76960,74030,71100]
["QV-SERIES","BV022L4S","SINGLE - BITZER","404A",44,"LOW","L",110,"BV022L4S-44-L-110",null,null,null,null,null,null,null,null,null,null,null,null,null,null,null,null,null,null,null,null,null,null,null,null,null,null,null,null,null,null,null,null,null,null,null,null,null,null,null,null,null,null,null,null,null,106400,104340,102280,100220,98160,96100,93980,91860,89740,87620,85500,83580,81660,79740,77820,75900,74140,72380,70620,68860,67100,65360,63620,61880,60140,58400,56800,55200,53600,52000,50400,49060,47720,46380,45040,43700,42420,41140,39860,38580,37300]
["QV-SERIES","BV027L4S","SINGLE - BITZER","404A",44,"LOW","L",110,"BV027L4S-44-L-110",null,null,null,null,null,null,null,null,null,null,null,null,null,null,null,null,null,null,null,null,null,null,null,null,null,null,null,null,null,null,null,null,null,null,null,null,null,null,null,null,null,null,null,null,null,136400,133640,130880,128120,125360,122600,119840,117080,114320,111560,108800,106300,103800,101300,98800,96300,94020,91740,89460,87180,84900,82620,80340,78060,75780,73500,71420,69340,67260,65180,63100,61320,59540,57760,55980,54200,52580,50960,49340,47720,46100]
["QV-SERIES","BV030L4S","SINGLE - BITZER","404A",44,"LOW","L",110,"BV030L4S-44-L-110",null,null,null,null,null,null,null,null,null,null,null,null,null,null,null,null,null,null,null,null,null,null,null,null,null,null,null,null,null,null,null,null,null,null,null,null,null,null,null,null,null,null,null,null,null,160000,157000,154000,151000,148000,145000,141920,138840,135760,132680,129600,126760,123920,121080,118240,115400,112760,110120,107480,104840,102200,99640,97080,94520,91960,89400,87040,84680,82320,79960,77600,75580,73560,71540,69520,67500,65900,64300,62700,61100,59500]
["QV-SERIES","BV040L4S","SINGLE - BITZER","404A",44,"LOW","L",110,"BV040L4S-44-L-110",null,null,null,null,null,null,null,null,null,null,null,null,null,null,null,null,null,null,null,null,null,null,null,null,null,null,null,null,null,null,null,null,null,null,null,null,null,null,null,null,null,null,null,null,null,188300,184660,181020,177380,173740,170100,166280,162460,158640,154820,151000,147880,144760,141640,138520,135400,132240,129080,125920,122760,119600,116660,113720,110780,107840,104900,102220,99540,96860,94180,91500,88820,86140,83460,80780,78100,75320,72540,69760,66980,64200]
["QV-SERIES","BD030M4S","DUAL - BITZER","404A",44,"MEDIUM","M",90,"BD030M4S-44-M-90",479000,471480,463960,456440,448920,441400,433920,426440,418960,411480,404000,396640,389280,381920,374560,367200,360920,354640,348360,342080,335800,329520,323240,316960,310680,304400,298740,293080,287420,281760,276100,270440,264780,259120,253460,247800,242740,237680,232620,227560,222500,217440,212380,207320,202260,197200,192720,188240,183760,179280,174800,170320,165840,161360,156880,152400]
["QV-SERIES","BD040M4S","DUAL - BITZER","404A",44,"MEDIUM","M",90,"BD040M4S-44-M-90",517200,509800,502400,495000,487600,480200,472360,464520,456680,448840,441000,433320,425640,417960,410280,402600,395920,389240,382560,375880,369200,362760,356320,349880,343440,337000,330740,324480,318220,311960,305700,299440,293180,286920,280660,274400,269000,263600,258200,252800,247400,242000,236600,231200,225800,220400,215500,210600,205700,200800,195900,191000,186100,181200,176300,171400]
["QV-SERIES","BD050M4S","DUAL - BITZER","404A",44,"MEDIUM","M",90,"BD050M4S-44-M-90",585000,576760,568520,560280,552040,543800,535280,526760,518240,509720,501200,492680,484160,475640,467120,458600,451160,443720,436280,428840,421400,414080,406760,399440,392120,384800,378040,371280,364520,357760,351000,344240,337480,330720,323960,317200,311080,304960,298840,292720,286600,280480,274360,268240,262120,256000,250520,245040,239560,234080,228600,223120,217640,212160,206680,201200]
["QV-SERIES","BD060M4S","DUAL - BITZER","404A",44,"MEDIUM","M",90,"BD060M4S-44-M-90",687200,677280,667360,657440,647520,637600,627760,617920,608080,598240,588400,578400,568400,558400,548400,538400,529760,521120,512480,503840,495200,487120,479040,470960,462880,454800,446620,438440,430260,422080,413900,405720,397540,389360,381180,373000,365820,358640,351460,344280,337100,329920,322740,315560,308380,301200,294720,288240,281760,275280,268800,262320,255840,249360,242880,236400]
["QV-SERIES","BD070M4S","DUAL - BITZER","404A",44,"MEDIUM","M",90,"BD070M4S-44-M-90",895400,882640,869880,857120,844360,831600,818160,804720,791280,777840,764400,751320,738240,725160,712080,699000,687640,676280,664920,653560,642200,630800,619400,608000,596600,585200,574740,564280,553820,543360,532900,522440,511980,501520,491060,480600,471380,462160,452940,443720,434500,425280,416060,406840,397620,388400,379920,371440,362960,354480,346000,337520,329040,320560,312080,303600]
["QV-SERIES","BD080M4S","DUAL - BITZER","404A",44,"MEDIUM","M",90,"BD080M4S-44-M-90",983400,969600,955800,942000,928200,914400,900000,885600,871200,856800,842400,828680,814960,801240,787520,773800,761640,749480,737320,725160,713000,701280,689560,677840,666120,654400,642800,631200,619600,608000,596400,584800,573200,561600,550000,538400,528140,517880,507620,497360,487100,476840,466580,456320,446060,435800,426480,417160,407840,398520,389200,379880,370560,361240,351920,342600]
["QV-SERIES","BD100M4S","DUAL - BITZER","404A",44,"MEDIUM","M",90,"BD100M4S-44-M-90",1133200,1118520,1103840,1089160,1074480,1059800,1043640,1027480,1011320,995160,979000,963760,948520,933280,918040,902800,889320,875840,862360,848880,835400,822040,808680,795320,781960,768600,755380,742160,728940,715720,702500,689280,676060,662840,649620,636400,624660,612920,601180,589440,577700,565960,554220,542480,530740,519000,508140,497280,486420,475560,464700,453840,442980,432120,421260,410400]
["QV-SERIES","BD030M4S","DUAL - BITZER","404A",44,"MEDIUM","M",95,"BD030M4S-44-M-95",455600,448720,441840,434960,428080,421200,413960,406720,399480,392240,385000,377960,370920,363880,356840,349800,343600,337400,331200,325000,318800,312760,306720,300680,294640,288600,283200,277800,272400,267000,261600,256200,250800,245400,240000,234600,229720,224840,219960,215080,210200,205320,200440,195560,190680,185800,181480,177160,172840,168520,164200,159880,155560,151240,146920,142600]
["QV-SERIES","BD040M4S","DUAL - BITZER","404A",44,"MEDIUM","M",95,"BD040M4S-44-M-95",495600,488240,480880,473520,466160,458800,451080,443360,435640,427920,420200,412800,405400,398000,390600,383200,376760,370320,363880,357440,351000,345040,339080,333120,327160,321200,315020,308840,302660,296480,290300,284120,277940,271760,265580,259400,254240,249080,243920,238760,233600,228440,223280,218120,212960,207800,203020,198240,193460,188680,183900,179120,174340,169560,164780,160000]
["QV-SERIES","BD050M4S","DUAL - BITZER","404A",44,"MEDIUM","M",95,"BD050M4S-44-M-95",558400,550440,542480,534520,526560,518600,510280,501960,493640,485320,477000,468880,460760,452640,444520,436400,429240,422080,414920,407760,400600,393560,386520,379480,372440,365400,358920,352440,345960,339480,333000,326520,320040,313560,307080,300600,294860,289120,283380,277640,271900,266160,260420,254680,248940,243200,237780,232360,226940,221520,216100,210680,205260,199840,194420,189000]
["QV-SERIES","BD060M4S","DUAL - BITZER","404A",44,"MEDIUM","M",95,"BD060M4S-44-M-95",649200,640000,630800,621600,612400,603200,593160,583120,573080,563040,553000,543920,534840,525760,516680,507600,499400,491200,483000,474800,466600,458480,450360,442240,434120,426000,418420,410840,403260,395680,388100,380520,372940,365360,357780,350200,343360,336520,329680,322840,316000,309160,302320,295480,288640,281800,275700,269600,263500,257400,251300,245200,239100,233000,226900,220800]
["QV-SERIES","BD070M4S","DUAL - BITZER","404A",44,"MEDIUM","M",95,"BD070M4S-44-M-95",848400,835920,823440,810960,798480,786000,773280,760560,747840,735120,722400,709760,697120,684480,671840,659200,648200,637200,626200,615200,604200,594040,583880,573720,563560,553400,543160,532920,522680,512440,502200,491960,481720,471480,461240,451000,442120,433240,424360,415480,406600,397720,388840,379960,371080,362200,354120,346040,337960,329880,321800,313720,305640,297560,289480,281400]
["QV-SERIES","BD080M4S","DUAL - BITZER","404A",44,"MEDIUM","M",95,"BD080M4S-44-M-95",928000,915200,902400,889600,876800,864000,849960,835920,821880,807840,793800,780560,767320,754080,740840,727600,716160,704720,693280,681840,670400,658960,647520,636080,624640,613200,602360,591520,580680,569840,559000,548160,537320,526480,515640,504800,495220,485640,476060,466480,456900,447320,437740,428160,418580,409000,400100,391200,382300,373400,364500,355600,346700,337800,328900,320000]
["QV-SERIES","BD100M4S","DUAL - BITZER","404A",44,"MEDIUM","M",95,"BD100M4S-44-M-95",1079800,1065520,1051240,1036960,1022680,1008400,993080,977760,962440,947120,931800,917080,902360,887640,872920,858200,845040,831880,818720,805560,792400,779200,766000,752800,739600,726400,714080,701760,689440,677120,664800,652480,640160,627840,615520,603200,591920,580640,569360,558080,546800,535520,524240,512960,501680,490400,480060,469720,459380,449040,438700,428360,418020,407680,397340,387000]
["QV-SERIES","BD040M4S","DUAL - BITZER","404A",44,"MEDIUM","M",100,"BD040M4S-44-M-100",null,null,null,null,null,436200,428840,421480,414120,406760,399400,392240,385080,377920,370760,363600,357360,351120,344880,338640,332400,326480,320560,314640,308720,302800,297120,291440,285760,280080,274400,268720,263040,257360,251680,246000,240920,235840,230760,225680,220600,215520,210440,205360,200280,195200,190700,186200,181700,177200,172700,168200,163700,159200,154700,150200]
["QV-SERIES","BD100M4S","DUAL - BITZER","404A",44,"MEDIUM","M",100,"BD100M4S-44-M-100",null,null,null,null,null,957800,942960,928120,913280,898440,883600,869520,855440,841360,827280,813200,800480,787760,775040,762320,749600,737120,724640,712160,699680,687200,675540,663880,652220,640560,628900,617240,605580,593920,582260,570600,559740,548880,538020,527160,516300,505440,494580,483720,472860,462000,452160,442320,432480,422640,412800,402960,393120,383280,373440,363600]
["QV-SERIES","BD050M4S","DUAL - BITZER","404A",44,"MEDIUM","M",105,"BD050M4S-44-M-105",null,null,null,null,null,null,null,null,null,null,428800,421540,414280,407020,399760,392500,385940,379380,372820,366260,359700,353000,346300,339600,332900,326200,320400,314600,308800,303000,297200,291400,285600,279800,274000,268200,262800,257400,252000,246600,241200,235800,230400,225000,219600,214200,209340,204480,199620,194760,189900,185040,180180,175320,170460,165600]
["QV-SERIES","BD100M4S","DUAL - BITZER","404A",44,"MEDIUM","M",105,"BD100M4S-44-M-105",null,null,null,null,null,null,null,null,null,null,836900,823380,809860,796340,782820,769300,757160,745020,732880,720740,708600,696680,684760,672840,660920,649000,637820,626640,615460,604280,593100,581920,570740,559560,548380,537200,526880,516560,506240,495920,485600,475280,464960,454640,444320,434000,424600,415200,405800,396400,387000,377600,368200,358800,349400,340000]
["QV-SERIES","BD070M4S","DUAL - BITZER","404A",44,"MEDIUM","M",110,"BD070M4S-44-M-110",null,null,null,null,null,null,null,null,null,null,616400,605320,594240,583160,572080,561000,551560,542120,532680,523240,513800,504160,494520,484880,475240,465600,456800,448000,439200,430400,421600,412800,404000,395200,386400,377600,369760,361920,354080,346240,338400,330560,322720,314880,307040,299200,292240,285280,278320,271360,264400,257440,250480,243520,236560,229600]
["QV-SERIES","BD060L4S","DUAL - BITZER","404A",44,"LOW","L",90,"BD060L4S-44-L-90",null,null,null,null,null,null,null,null,null,null,null,null,null,null,null,null,null,null,null,null,null,null,null,null,null,null,null,null,null,null,null,null,null,null,null,null,null,null,null,null,null,null,null,null,null,406200,399040,391880,384720,377560,370400,362920,355440,347960,340480,333000,326160,319320,312480,305640,298800,292360,285920,279480,273040,266600,260360,254120,247880,241640,235400,229560,223720,217880,212040,206200,201200,196200,191200,186200,181200,176520,171840,167160,162480,157800]
["QV-SERIES","BD044L4S","DUAL - BITZER","404A",44,"LOW","L",100,"BD044L4S-44-L-100",null,null,null,null,null,null,null,null,null,null,null,null,null,null,null,null,null,null,null,null,null,null,null,null,null,null,null,null,null,null,null,null,null,null,null,null,null,null,null,null,null,null,null,null,null,241800,237360,232920,228480,224040,219600,214880,210160,205440,200720,196000,191800,187600,183400,179200,175000,171120,167240,163360,159480,155600,151600,147600,143600,139600,135600,132000,128400,124800,121200,117600,114600,111600,108600,105600,102600,99560,96520,93480,90440,87400]
["QV-SERIES","BD044L4S","DUAL - BITZER","404A",44,"LOW","L",105,"BD044L4S-44-L-105",null,null,null,null,null,null,null,null,null,null,null,null,null,null,null,null,null,null,null,null,null,null,null,null,null,null,null,null,null,null,null,null,null,null,null,null,null,null,null,null,null,null,null,null,null,227300,223020,218740,214460,210180,205900,201420,196940,192460,187980,183500,179480,175460,171440,167420,163400,159700,156000,152300,148600,144900,141160,137420,133680,129940,126200,122800,119400,116000,112600,109200,106360,103520,100680,97840,95000,92200,89400,86600,83800,81000]
["QV-SERIES","BD080L4S","DUAL - BITZER","404A",44,"LOW","L",105,"BD080L4S-44-L-105",null,null,null,null,null,null,null,null,null,null,null,null,null,null,null,null,null,null,null,null,null,null,null,null,null,null,null,null,null,null,null,null,null,null,null,null,null,null,null,null,null,null,null,null,null,400600,392920,385240,377560,369880,362200,354400,346600,338800,331000,323200,316520,309840,303160,296480,289800,283660,277520,271380,265240,259100,252920,246740,240560,234380,228200,222440,216680,210920,205160,199400,193820,188240,182660,177080,171500,165640,159780,153920,148060,142200]
["QV-SERIES","BP050M4S","PP - BITZER","404A",44,"MEDIUM","M",90,"BP050M4S-44-M-90",585000,576760,568520,560280,552040,543800,535280,526760,518240,509720,501200,492680,484160,475640,467120,458600,451160,443720,436280,428840,421400,414080,406760,399440,392120,384800,378040,371280,364520,357760,351000,344240,337480,330720,323960,317200,311080,304960,298840,292720,286600,280480,274360,268240,262120,256000,250520,245040,239560,234080,228600,223120,217640,212160,206680,201200]
["QV-SERIES","BP060M4S","PP - BITZER","404A",44,"MEDIUM","M",95,"BP060M4S-44-M-95",649200,640000,630800,621600,612400,603200,593160,583120,573080,563040,553000,543920,534840,525760,516680,507600,499400,491200,483000,474800,466600,458480,450360,442240,434120,426000,418420,410840,403260,395680,388100,380520,372940,365360,357780,350200,343360,336520,329680,322840,316000,309160,302320,295480,288640,281800,275700,269600,263500,257400,251300,245200,239100,233000,226900,220800]
["QV-SERIES","BP070M4S","PP - BITZER","404A",44,"MEDIUM","M",95,"BP070M4S-44-M-95",848400,835920,823440,810960,798480,786000,773280,760560,747840,735120,722400,709760,697120,684480,671840,659200,648200,637200,626200,615200,604200,594040,583880,573720,563560,553400,543160,532920,522680,512440,502200,491960,481720,471480,461240,451000,442120,433240,424360,415480,406600,397720,388840,379960,371080,362200,354120,346040,337960,329880,321800,313720,305640,297560,289480,281400]
["QV-SERIES","BP070M4S","PP - BITZER","404A",44,"MEDIUM","M",100,"BP070M4S-44-M-100",null,null,null,null,null,749000,736480,723960,711440,698920,686400,674320,662240,650160,638080,626000,615520,605040,594560,584080,573600,563160,552720,542280,531840,521400,511920,502440,492960,483480,474000,464520,455040,445560,436080,426600,418020,409440,400860,392280,383700,375120,366540,357960,349380,340800,333160,325520,317880,310240,302600,294960,287320,279680,272040,264400]
["QV-SERIES","BP050M4S","PP - BITZER","404A",44,"MEDIUM","M",105,"BP050M4S-44-M-105",null,null,null,null,null,null,null,null,null,null,428800,421540,414280,407020,399760,392500,385940,379380,372820,366260,359700,353000,346300,339600,332900,326200,320400,314600,308800,303000,297200,291400,285600,279800,274000,268200,262800,257400,252000,246600,241200,235800,230400,225000,219600,214200,209340,204480,199620,194760,189900,185040,180180,175320,170460,165600]
["QV-SERIES","BP080M4S","PP - BITZER","404A",44,"MEDIUM","M",110,"BP080M4S-44-M-110",null,null,null,null,null,null,null,null,null,null,674200,662720,651240,639760,628280,616800,606600,596400,586200,576000,565800,555720,545640,535560,525480,515400,506100,496800,487500,478200,468900,459600,450300,441000,431700,422400,413920,405440,396960,388480,380000,371520,363040,354560,346080,337600,330020,322440,314860,307280,299700,292120,284540,276960,269380,261800]
["QV-SERIES","BP044L4S","PP - BITZER","404A",44,"LOW","L",90,"BP044L4S-44-L-90",null,null,null,null,null,null,null,null,null,null,null,null,null,null,null,null,null,null,null,null,null,null,null,null,null,null,null,null,null,null,null,null,null,null,null,null,null,null,null,null,null,null,null,null,null,271000,266240,261480,256720,251960,247200,242000,236800,231600,226400,221200,216600,212000,207400,202800,198200,193920,189640,185360,181080,176800,172400,168000,163600,159200,154800,150800,146800,142800,138800,134800,131440,128080,124720,121360,118000,114760,111520,108280,105040,101800]
["QV-SERIES","BP054L4S","PP - BITZER","404A",44,"LOW","L",95,"BP054L4S-44-L-95",null,null,null,null,null,null,null,null,null,null,null,null,null,null,null,null,null,null,null,null,null,null,null,null,null,null,null,null,null,null,null,null,null,null,null,null,null,null,null,null,null,null,null,null,null,328600,322360,316120,309880,303640,297400,290960,284520,278080,271640,265200,259520,253840,248160,242480,236800,231280,225760,220240,214720,209200,203920,198640,193360,188080,182800,177840,172880,167920,162960,158000,153800,149600,145400,141200,137000,133080,129160,125240,121320,117400]
["QV-SERIES","BP060L4S","PP - BITZER","404A",44,"LOW","L",100,"BP060L4S-44-L-100",null,null,null,null,null,null,null,null,null,null,null,null,null,null,null,null,null,null,null,null,null,null,null,null,null,null,null,null,null,null,null,null,null,null,null,null,null,null,null,null,null,null,null,null,null,363000,356440,349880,343320,336760,330200,323320,316440,309560,302680,295800,289600,283400,277200,271000,264800,258920,253040,247160,241280,235400,229720,224040,218360,212680,207000,201720,196440,191160,185880,180600,176080,171560,167040,162520,158000,153720,149440,145160,140880,136600]
["QV-SERIES","BP060L4S","PP - BITZER","404A",44,"LOW","L",105,"BP060L4S-44-L-105",null,null,null,null,null,null,null,null,null,null,null,null,null,null,null,null,null,null,null,null,null,null,null,null,null,null,null,null,null,null,null,null,null,null,null,null,null,null,null,null,null,null,null,null,null,341500,335220,328940,322660,316380,310100,303580,297060,290540,284020,277500,271560,265620,259680,253740,247800,242220,236640,231060,225480,219900,214500,209100,203700,198300,192900,187900,182900,177900,172900,167900,163620,159340,155060,150780,146500,142760,139020,135280,131540,127800]
["QV-SERIES","BP054L4S","PP - BITZER","404A",44,"LOW","L",110,"BP054L4S-44-L-110",null,null,null,null,null,null,null,null,null,null,null,null,null,null,null,null,null,null,null,null,null,null,null,null,null,null,null,null,null,null,null,null,null,null,null,null,null,null,null,null,null,null,null,null,null,272800,267280,261760,256240,250720,245200,239680,234160,228640,223120,217600,212600,207600,202600,197600,192600,188040,183480,178920,174360,169800,165240,160680,156120,151560,147000,142840,138680,134520,130360,126200,122640,119080,115520,111960,108400,105160,101920,98680,95440,92200]
["QV-SERIES","DV025M4S","SINGLE - DISCUS","404A",44,"MEDIUM","M",90,"DV025M4S-44-M-90",273200,269900,266600,263300,260000,256700,252980,249260,245540,241820,238100,234380,230660,226940,223220,219500,216000,212500,209000,205500,202000,198680,195360,192040,188720,185400,182100,178800,175500,172200,168900,165600,162300,159000,155700,152400,149520,146640,143760,140880,138000,135120,132240,129360,126480,123600,121060,118520,115980,113440,110900,108360,105820,103280,100740,98200]
["QV-SERIES","DV025M4S","SINGLE - DISCUS","404A",44,"MEDIUM","M",95,"DV025M4S-44-M-95",261500,258280,255060,251840,248620,245400,241700,238000,234300,230600,226900,223400,219900,216400,212900,209400,206060,202720,199380,196040,192700,189360,186020,182680,179340,176000,172860,169720,166580,163440,160300,157160,154020,150880,147740,144600,141840,139080,136320,133560,130800,128040,125280,122520,119760,117000,114710,112420,110130,107840,105550,103260,100970,98680,96390,94100]
["QV-SERIES","DV050M4S","SINGLE - DISCUS","404A",44,"MEDIUM","M",95,"DV050M4S-44-M-95",539700,533280,526860,520440,514020,507600,500300,493000,485700,478400,471100,463900,456700,449500,442300,435100,428580,422060,415540,409020,402500,395700,388900,382100,375300,368500,362180,355860,349540,343220,336900,330580,324260,317940,311620,305300,299710,294120,288530,282940,277350,271760,266170,260580,254990,249400,244900,240400,235900,231400,226900,222400,217900,213400,208900,204400]
["QV-SERIES","DV035M4S","SINGLE - DISCUS","404A",44,"MEDIUM","M",100,"DV035M4S-44-M-100",null,null,null,null,null,368400,362240,356080,349920,343760,337600,331740,325880,320020,314160,308300,303280,298260,293240,288220,283200,278160,273120,268080,263040,258000,253430,248860,244290,239720,235150,230580,226010,221440,216870,212300,208160,204020,199880,195740,191600,187460,183320,179180,175040,170900,167180,163460,159740,156020,152300,148580,144860,141140,137420,133700]
["QV-SERIES","DV050M4S","SINGLE - DISCUS","404A",44,"MEDIUM","M",100,"DV050M4S-44-M-100",null,null,null,null,null,484200,477240,470280,463320,456360,449400,442420,435440,428460,421480,414500,408100,401700,395300,388900,382500,376080,369660,363240,356820,350400,344360,338320,332280,326240,320200,314160,308120,302080,296040,290000,284610,279220,273830,268440,263050,257660,252270,246880,241490,236100,231820,227540,223260,218980,214700,210420,206140,201860,197580,193300]
["QV-SERIES","DV035M4S","SINGLE - DISCUS","404A",44,"MEDIUM","M",105,"DV035M4S-44-M-105",null,null,null,null,null,null,null,null,null,null,320150,314650,309150,303650,298150,292650,287890,283130,278370,273610,268850,264010,259170,254330,249490,244650,240265,235880,231495,227110,222725,218340,213955,209570,205185,200800,196835,192870,188905,184940,180975,177010,173045,169080,165115,161150,157585,154020,150455,146890,143325,139760,136195,132630,129065,125500]
["QV-SERIES","DV050M4S","SINGLE - DISCUS","404A",44,"MEDIUM","M",105,"DV050M4S-44-M-105",null,null,null,null,null,null,null,null,null,null,427800,421090,414380,407670,400960,394250,388070,381890,375710,369530,363350,357190,351030,344870,338710,332550,326730,320910,315090,309270,303450,297630,291810,285990,280170,274350,269050,263750,258450,253150,247850,242550,237250,231950,226650,221350,217395,213440,209485,205530,201575,197620,193665,189710,185755,181800]
["QV-SERIES","DV035M4S","SINGLE - DISCUS","404A",44,"MEDIUM","M",110,"DV035M4S-44-M-110",null,null,null,null,null,null,null,null,null,null,302700,297560,292420,287280,282140,277000,272500,268000,263500,259000,254500,249860,245220,240580,235940,231300,227100,222900,218700,214500,210300,206100,201900,197700,193500,189300,185510,181720,177930,174140,170350,166560,162770,158980,155190,151400,147990,144580,141170,137760,134350,130940,127530,124120,120710,117300]
["QV-SERIES","DV030L4S","SINGLE - DISCUS","404A",44,"LOW","L",90,"DV030L4S-44-L-90",null,null,null,null,null,null,null,null,null,null,null,null,null,null,null,null,null,null,null,null,null,null,null,null,null,null,null,null,null,null,null,null,null,null,null,null,null,null,null,null,null,null,null,null,null,187900,184720,181540,178360,175180,172000,168560,165120,161680,158240,154800,151600,148400,145200,142000,138800,135760,132720,129680,126640,123600,120740,117880,115020,112160,109300,106580,103860,101140,98420,95700,93080,90460,87840,85220,82600,80340,78080,75820,73560,71300]
["QV-SERIES","DV022L4S","SINGLE - DISCUS","404A",44,"LOW","L",100,"DV022L4S-44-L-100",null,null,null,null,null,null,null,null,null,null,null,null,null,null,null,null,null,null,null,null,null,null,null,null,null,null,null,null,null,null,null,null,null,null,null,null,null,null,null,null,null,null,null,null,null,119400,117420,115440,113460,111480,109500,107380,105260,103140,101020,98900,96840,94780,92720,90660,88600,86800,85000,83200,81400,79600,77660,75720,73780,71840,69900,68000,66100,64200,62300,60400,58660,56920,55180,53440,51700,49800,47900,46000,44100,42200]
["QV-SERIES","DV027L4S","SINGLE - DISCUS","404A",44,"LOW","L",105,"DV027L4S-44-L-105",null,null,null,null,null,null,null,null,null,null,null,null,null,null,null,null,null,null,null,null,null,null,null,null,null,null,null,null,null,null,null,null,null,null,null,null,null,null,null,null,null,null,null,null,null,147200,144640,142080,139520,136960,134400,131600,128800,126000,123200,120400,117780,115160,112540,109920,107300,104790,102280,99770,97260,94750,92180,89610,87040,84470,81900,79460,77020,74580,72140,69700,67520,65340,63160,60980,58800,56730,54660,52590,50520,48450]
["QV-SERIES","DV022L4S","SINGLE - DISCUS","404A",44,"LOW","L",110,"DV022L4S-44-L-110",null,null,null,null,null,null,null,null,null,null,null,null,null,null,null,null,null,null,null,null,null,null,null,null,null,null,null,null,null,null,null,null,null,null,null,null,null,null,null,null,null,null,null,null,null,106700,104840,102980,101120,99260,97400,95420,93440,91460,89480,87500,85680,83860,82040,80220,78400,76620,74840,73060,71280,69500,67740,65980,64220,62460,60700,58860,57020,55180,53340,51500,49860,48220,46580,44940,43300,41560,39820,38080,36340,34600]
["QV-SERIES","DD030M4S","DUAL - DISCUS","404A",44,"MEDIUM","M",90,"DD030M4S-44-M-90",411400,405800,400200,394600,389000,383400,377400,371400,365400,359400,353400,347520,341640,335760,329880,324000,318960,313920,308880,303840,298800,293960,289120,284280,279440,274600,269800,265000,260200,255400,250600,245800,241000,236200,231400,226600,222400,218200,214000,209800,205600,201400,197200,193000,188800,184600,180780,176960,173140,169320,165500,161680,157860,154040,150220,146400]
["QV-SERIES","DD080M4S","DUAL - DISCUS","404A",44,"MEDIUM","M",90,"DD080M4S-44-M-90",968600,956160,943720,931280,918840,906400,892880,879360,865840,852320,838800,825440,812080,798720,785360,772000,760320,748640,736960,725280,713600,702200,690800,679400,668000,656600,645320,634040,622760,611480,600200,588920,577640,566360,555080,543800,533800,523800,513800,503800,493800,483800,473800,463800,453800,443800,434900,426000,417100,408200,399300,390400,381500,372600,363700,354800]
["QV-SERIES","DD060M4S","DUAL - DISCUS","404A",44,"MEDIUM","M",95,"DD060M4S-44-M-95",644600,635720,626840,617960,609080,600200,590400,580600,570800,561000,551200,542240,533280,524320,515360,506400,498360,490320,482280,474240,466200,458040,449880,441720,433560,425400,417800,410200,402600,395000,387400,379800,372200,364600,357000,349400,342520,335640,328760,321880,315000,308120,301240,294360,287480,280600,274540,268480,262420,256360,250300,244240,238180,232120,226060,220000]
["QV-SERIES","DD080M4S","DUAL - DISCUS","404A",44,"MEDIUM","M",95,"DD080M4S-44-M-95",928200,915960,903720,891480,879240,867000,853640,840280,826920,813560,800200,787280,774360,761440,748520,735600,724560,713520,702480,691440,680400,669040,657680,646320,634960,623600,612920,602240,591560,580880,570200,559520,548840,538160,527480,516800,507180,497560,487940,478320,468700,459080,449460,439840,430220,420600,412080,403560,395040,386520,378000,369480,360960,352440,343920,335400]
["QV-SERIES","DD100M4S","DUAL - DISCUS","404A",44,"MEDIUM","M",100,"DD100M4S-44-M-100",null,null,null,null,null,968400,954480,940560,926640,912720,898800,884840,870880,856920,842960,829000,816200,803400,790600,777800,765000,752160,739320,726480,713640,700800,688720,676640,664560,652480,640400,628320,616240,604160,592080,580000,569220,558440,547660,536880,526100,515320,504540,493760,482980,472200,463640,455080,446520,437960,429400,420840,412280,403720,395160,386600]
["QV-SERIES","DD050M4S","DUAL - DISCUS","404A",44,"MEDIUM","M",105,"DD050M4S-44-M-105",null,null,null,null,null,null,null,null,null,null,411900,405260,398620,391980,385340,378700,372760,366820,360880,354940,349000,342720,336440,330160,323880,317600,311830,306060,300290,294520,288750,282980,277210,271440,265670,259900,254780,249660,244540,239420,234300,229180,224060,218940,213820,208700,204480,200260,196040,191820,187600,183380,179160,174940,170720,166500]
["QV-SERIES","DD030M4S","DUAL - DISCUS","404A",44,"MEDIUM","M",110,"DD030M4S-44-M-110",null,null,null,null,null,null,null,null,null,null,289800,285000,280200,275400,270600,265800,261560,257320,253080,248840,244600,240440,236280,232120,227960,223800,219940,216080,212220,208360,204500,200640,196780,192920,189060,185200,181700,178200,174700,171200,167700,164200,160700,157200,153700,150200,147000,143800,140600,137400,134200,131000,127800,124600,121400,118200]
["QV-SERIES","DD040M4S","DUAL - DISCUS","404A",44,"MEDIUM","M",110,"DD040M4S-44-M-110",null,null,null,null,null,null,null,null,null,null,366800,360840,354880,348920,342960,337000,331800,326600,321400,316200,311000,305400,299800,294200,288600,283000,277780,272560,267340,262120,256900,251680,246460,241240,236020,230800,226160,221520,216880,212240,207600,202960,198320,193680,189040,184400,180660,176920,173180,169440,165700,161960,158220,154480,150740,147000]
["QV-SERIES","DD044L4S","DUAL - DISCUS","404A",44,"LOW","L",90,"DD044L4S-44-L-90",null,null,null,null,null,null,null,null,null,null,null,null,null,null,null,null,null,null,null,null,null,null,null,null,null,null,null,null,null,null,null,null,null,null,null,null,null,null,null,null,null,null,null,null,null,265000,260800,256600,252400,248200,244000,239440,234880,230320,225760,221200,217000,212800,208600,204400,200200,196120,192040,187960,183880,179800,175680,171560,167440,163320,159200,155160,151120,147080,143040,139000,135360,131720,128080,124440,120800,116960,113120,109280,105440,101600]
["QV-SERIES","DD054L4S","DUAL - DISCUS","404A",44,"LOW","L",95,"DD054L4S-44-L-95",null,null,null,null,null,null,null,null,null,null,null,null,null,null,null,null,null,null,null,null,null,null,null,null,null,null,null,null,null,null,null,null,null,null,null,null,null,null,null,null,null,null,null,null,null,326800,321320,315840,310360,304880,299400,293360,287320,281280,275240,269200,263400,257600,251800,246000,240200,235160,230120,225080,220040,215000,209480,203960,198440,192920,187400,182200,177000,171800,166600,161400,156960,152520,148080,143640,139200,135040,130880,126720,122560,118400]
["QV-SERIES","DD054L4S","DUAL - DISCUS","404A",44,"LOW","L",100,"DD054L4S-44-L-100",null,null,null,null,null,null,null,null,null,null,null,null,null,null,null,null,null,null,null,null,null,null,null,null,null,null,null,null,null,null,null,null,null,null,null,null,null,null,null,null,null,null,null,null,null,310000,304760,299520,294280,289040,283800,278000,272200,266400,260600,254800,249400,244000,238600,233200,227800,222720,217640,212560,207480,202400,197080,191760,186440,181120,175800,170760,165720,160680,155640,150600,146080,141560,137040,132520,128000,123800,119600,115400,111200,107000]
["QV-SERIES","DD044L4S","DUAL - DISCUS","404A",44,"LOW","L",105,"DD044L4S-44-L-105",null,null,null,null,null,null,null,null,null,null,null,null,null,null,null,null,null,null,null,null,null,null,null,null,null,null,null,null,null,null,null,null,null,null,null,null,null,null,null,null,null,null,null,null,null,226100,222260,218420,214580,210740,206900,202800,198700,194600,190500,186400,182520,178640,174760,170880,167000,163420,159840,156260,152680,149100,145400,141700,138000,134300,130600,126860,123120,119380,115640,111900,108520,105140,101760,98380,95000,91360,87720,84080,80440,76800]
["QV-SERIES","DD060L4S","DUAL - DISCUS","404A",44,"LOW","L",110,"DD060L4S-44-L-110",null,null,null,null,null,null,null,null,null,null,null,null,null,null,null,null,null,null,null,null,null,null,null,null,null,null,null,null,null,null,null,null,null,null,null,null,null,null,null,null,null,null,null,null,null,300400,294920,289440,283960,278480,273000,267320,261640,255960,250280,244600,239200,233800,228400,223000,217600,212400,207200,202000,196800,191600,186960,182320,177680,173040,168400,163480,158560,153640,148720,143800,139720,135640,131560,127480,123400,118800,114200,109600,105000,100400]
["QV-SERIES","DP080M4S","PP - DISCUS","404A",44,"MEDIUM","M",90,"DP080M4S-44-M-90",968600,956160,943720,931280,918840,906400,892880,879360,865840,852320,838800,825440,812080,798720,785360,772000,760320,748640,736960,725280,713600,702200,690800,679400,668000,656600,645320,634040,622760,611480,600200,588920,577640,566360,555080,543800,533800,523800,513800,503800,493800,483800,473800,463800,453800,443800,434900,426000,417100,408200,399300,390400,381500,372600,363700,354800]
["QV-SERIES","DP080M4S","PP - DISCUS","404A",44,"MEDIUM","M",95,"DP080M4S-44-M-95",928200,915960,903720,891480,879240,867000,853640,840280,826920,813560,800200,787280,774360,761440,748520,735600,724560,713520,702480,691440,680400,669040,657680,646320,634960,623600,612920,602240,591560,580880,570200,559520,548840,538160,527480,516800,507180,497560,487940,478320,468700,459080,449460,439840,430220,420600,412080,403560,395040,386520,378000,369480,360960,352440,343920,335400]
["QV-SERIES","DP070M4S","PP - DISCUS","404A",44,"MEDIUM","M",100,"DP070M4S-44-M-100",null,null,null,null,null,736800,724480,712160,699840,687520,675200,663480,651760,640040,628320,616600,606560,596520,586480,576440,566400,556320,546240,536160,526080,516000,506860,497720,488580,479440,470300,461160,452020,442880,433740,424600,416320,408040,399760,391480,383200,374920,366640,358360,350080,341800,334360,326920,319480,312040,304600,297160,289720,282280,274840,267400]
["QV-SERIES","DP050M4S","PP - DISCUS","404A",44,"MEDIUM","M",105,"DP050M4S-44-M-105",null,null,null,null,null,null,null,null,null,null,411900,405260,398620,391980,385340,378700,372760,366820,360880,354940,349000,342720,336440,330160,323880,317600,311830,306060,300290,294520,288750,282980,277210,271440,265670,259900,254780,249660,244540,239420,234300,229180,224060,218940,213820,208700,204480,200260,196040,191820,187600,183380,179160,174940,170720,166500]
["QV-SERIES","DP070M4S","PP - DISCUS","404A",44,"MEDIUM","M",110,"DP070M4S-44-M-110",null,null,null,null,null,null,null,null,null,null,605400,595120,584840,574560,564280,554000,545000,536000,527000,518000,509000,499720,490440,481160,471880,462600,454200,445800,437400,429000,420600,412200,403800,395400,387000,378600,371020,363440,355860,348280,340700,333120,325540,317960,310380,302800,295980,289160,282340,275520,268700,261880,255060,248240,241420,234600]
["QV-SERIES","DP054L4S","PP - DISCUS","404A",44,"LOW","L",90,"DP054L4S-44-L-90",null,null,null,null,null,null,null,null,null,null,null,null,null,null,null,null,null,null,null,null,null,null,null,null,null,null,null,null,null,null,null,null,null,null,null,null,null,null,null,null,null,null,null,null,null,344600,338760,332920,327080,321240,315400,309080,302760,296440,290120,283800,278000,272200,266400,260600,254800,249280,243760,238240,232720,227200,221600,216000,210400,204800,199200,193920,188640,183360,178080,172800,168200,163600,159000,154400,149800,145480,141160,136840,132520,128200]
["QV-SERIES","DP060L4S","PP - DISCUS","404A",44,"LOW","L",90,"DP060L4S-44-L-90",null,null,null,null,null,null,null,null,null,null,null,null,null,null,null,null,null,null,null,null,null,null,null,null,null,null,null,null,null,null,null,null,null,null,null,null,null,null,null,null,null,null,null,null,null,375800,369440,363080,356720,350360,344000,337120,330240,323360,316480,309600,303200,296800,290400,284000,277600,271520,265440,259360,253280,247200,241480,235760,230040,224320,218600,213160,207720,202280,196840,191400,186160,180920,175680,170440,165200,160680,156160,151640,147120,142600]
["QV-SERIES","DP060L4S","PP - DISCUS","404A",44,"LOW","L",95,"DP060L4S-44-L-95",null,null,null,null,null,null,null,null,null,null,null,null,null,null,null,null,null,null,null,null,null,null,null,null,null,null,null,null,null,null,null,null,null,null,null,null,null,null,null,null,null,null,null,null,null,357000,350760,344520,338280,332040,325800,319200,312600,306000,299400,292800,286440,280080,273720,267360,261000,255720,250440,245160,239880,234600,228760,222920,217080,211240,205400,199880,194360,188840,183320,177800,172960,168120,163280,158440,153600,149320,145040,140760,136480,132200]
["QV-SERIES","DP054L4S","PP - DISCUS","404A",44,"LOW","L",105,"DP054L4S-44-L-105",null,null,null,null,null,null,null,null,null,null,null,null,null,null,null,null,null,null,null,null,null,null,null,null,null,null,null,null,null,null,null,null,null,null,null,null,null,null,null,null,null,null,null,null,null,294400,289280,284160,279040,273920,268800,263200,257600,252000,246400,240800,235560,230320,225080,219840,214600,209580,204560,199540,194520,189500,184360,179220,174080,168940,163800,158920,154040,149160,144280,139400,135040,130680,126320,121960,117600,113460,109320,105180,101040,96900]
["QV-SERIES","DP060L4S","PP - DISCUS","404A",44,"LOW","L",110,"DP060L4S-44-L-110",null,null,null,null,null,null,null,null,null,null,null,null,null,null,null,null,null,null,null,null,null,null,null,null,null,null,null,null,null,null,null,null,null,null,null,null,null,null,null,null,null,null,null,null,null,300400,294920,289440,283960,278480,273000,267320,261640,255960,250280,244600,239200,233800,228400,223000,217600,212400,207200,202000,196800,191600,186960,182320,177680,173040,168400,163480,158560,153640,148720,143800,139720,135640,131560,127480,123400,118800,114200,109600,105000,100400]
["MINI-CON","O130L4S","SCROLL","448A/449A",48,"LOW","L",90,"O130L4S-48-L-90",null,null,null,null,null,null,null,null,null,null,null,null,null,null,null,null,null,null,null,null,null,null,null,null,null,null,null,null,null,null,null,null,null,null,null,null,null,null,null,null,null,null,null,null,null,6090,5948,5806,5664,5522,5380,5238,5096,4954,4812,4670,4548,4426,4304,4182,4060,3952,3886,3764,3642,3520,3424,3328,3232,3136,3040,2960,2880,2800,2720,2640,2579,2518,2457,2396,2335,2274,2213,2152,2091,2030]
["MINI-CON","O300L4S","SCROLL","448A/449A",48,"LOW","L",90,"O300L4S-48-L-90",null,null,null,null,null,null,null,null,null,null,null,null,null,null,null,null,null,null,null,null,null,null,null,null,null,null,null,null,null,null,null,null,null,null,null,null,null,null,null,null,null,null,null,null,null,14840,14539,14238,13937,13636,13335,13034,12733,12432,12131,11830,11564,11298,11032,10766,10500,10254,10068,9802,9536,9270,9048,8826,8604,8382,8160,7960,7760,7560,7360,7160,6984,6808,6632,6456,6280,6104,5928,5752,5576,5400]
["MINI-CON","O100L4S","SCROLL","448A/449A",48,"LOW","L",95,"O100L4S-48-L-95",null,null,null,null,null,null,null,null,null,null,null,null,null,null,null,null,null,null,null,null,null,null,null,null,null,null,null,null,null,null,null,null,null,null,null,null,null,null,null,null,null,null,null,null,null,4190,4099,4008,3917,3826,3735,3644,3553,3462,3371,3280,3206,3132,3058,2984,2910,2844,2802,2728,2654,2580,2522,2464,2406,2348,2290,2236,2182,2128,2074,2020,1973,1926,1879,1832,1785,1738,1691,1644,1597,1550]
["MINI-CON","O350L4S","SCROLL","448A/449A",48,"LOW","L",95,"O350L4S-48-L-95",null,null,null,null,null,null,null,null,null,null,null,null,null,null,null,null,null,null,null,null,null,null,null,null,null,null,null,null,null,null,null,null,null,null,null,null,null,null,null,null,null,null,null,null,null,17760,17404,17048,16692,16336,15980,15624,15268,14912,14556,14200,13882,13564,13246,12928,12610,12316,12094,11776,11458,11140,10872,10604,10336,10068,9800,9556,9312,9068,8824,8580,8371,8162,7953,7744,7535,7326,7117,6908,6699,6490]
["MINI-CON","O400L4S","SCROLL","448A/449A",48,"LOW","L",95,"O400L4S-48-L-95",null,null,null,null,null,null,null,null,null,null,null,null,null,null,null,null,null,null,null,null,null,null,null,null,null,null,null,null,null,null,null,null,null,null,null,null,null,null,null,null,null,null,null,null,null,21600,21129,20658,20187,19716,19245,18774,18303,17832,17361,16890,16480,16070,15660,15250,14840,14470,14220,13810,13400,12990,12658,12326,11994,11662,11330,11038,10746,10454,10162,9870,9638,9406,9174,8942,8710,8478,8246,8014,7782,7550]
["MINI-CON","O250L4S","SCROLL","448A/449A",48,"LOW","L",100,"O250L4S-48-L-100",null,null,null,null,null,null,null,null,null,null,null,null,null,null,null,null,null,null,null,null,null,null,null,null,null,null,null,null,null,null,null,null,null,null,null,null,null,null,null,null,null,null,null,null,null,12520,12260,12000,11740,11480,11220,10960,10700,10440,10180,9920,9692,9464,9236,9008,8780,8568,8404,8176,7948,7720,7528,7336,7144,6952,6760,6582,6404,6226,6048,5870,5717,5564,5411,5258,5105,4952,4799,4646,4493,4340]
["MINI-CON","O500L4S","SCROLL","448A/449A",48,"LOW","L",100,"O500L4S-48-L-100",null,null,null,null,null,null,null,null,null,null,null,null,null,null,null,null,null,null,null,null,null,null,null,null,null,null,null,null,null,null,null,null,null,null,null,null,null,null,null,null,null,null,null,null,null,25260,24722,24184,23646,23108,22570,22032,21494,20956,20418,19880,19414,18948,18482,18016,17550,17128,16838,16372,15906,15440,15068,14696,14324,13952,13580,13252,12924,12596,12268,11940,11675,11410,11145,10880,10615,10350,10085,9820,9555,9290]
["MINI-CON","O230L4S","SCROLL","448A/449A",48,"LOW","L",105,"O230L4S-48-L-105",null,null,null,null,null,null,null,null,null,null,null,null,null,null,null,null,null,null,null,null,null,null,null,null,null,null,null,null,null,null,null,null,null,null,null,null,null,null,null,null,null,null,null,null,null,9625,9410,9194,8979,8763,8548,8332,8117,7901,7686,7470,7297,7124,6951,6778,6605,6451,6354,6181,6008,5835,5698,5561,5424,5287,5150,5024,4898,4772,4646,4520,4399,4277,4156,4034,3913,3791,3670,3548,3427,3305]
["MINI-CON","O250L4S","SCROLL","448A/449A",48,"LOW","L",105,"O250L4S-48-L-105",null,null,null,null,null,null,null,null,null,null,null,null,null,null,null,null,null,null,null,null,null,null,null,null,null,null,null,null,null,null,null,null,null,null,null,null,null,null,null,null,null,null,null,null,null,12085,11835,11585,11335,11085,10835,10585,10335,10085,9835,9585,9365,9145,8925,8705,8485,8281,8125,7905,7685,7465,7279,7093,6907,6721,6535,6364,6193,6022,5851,5680,5531,5381,5232,5082,4933,4783,4634,4484,4335,4185]
["MINI-CON","O100L4S","SCROLL","448A/449A",48,"LOW","L",110,"O100L4S-48-L-110",null,null,null,null,null,null,null,null,null,null,null,null,null,null,null,null,null,null,null,null,null,null,null,null,null,null,null,null,null,null,null,null,null,null,null,null,null,null,null,null,null,null,null,null,null,3710,3631,3552,3473,3394,3315,3236,3157,3078,2999,2920,2852,2784,2716,2648,2580,2522,2494,2426,2358,2290,2238,2186,2134,2082,2030,1982,1934,1886,1838,1790,1745,1700,1655,1610,1565,1520,1475,1430,1385,1340]
["MINI-CON","O230L4S","SCROLL","448A/449A",48,"LOW","L",110,"O230L4S-48-L-110",null,null,null,null,null,null,null,null,null,null,null,null,null,null,null,null,null,null,null,null,null,null,null,null,null,null,null,null,null,null,null,null,null,null,null,null,null,null,null,null,null,null,null,null,null,9150,8946,8742,8538,8334,8130,7926,7722,7518,7314,7110,6946,6782,6618,6454,6290,6144,6052,5888,5724,5560,5430,5300,5170,5040,4910,4790,4670,4550,4430,4310,4194,4078,3962,3846,3730,3614,3498,3382,3266,3150]
["MINI-CON","O080M4S","SCROLL","448A/449A",48,"MEDIUM","M",90,"O080M4S-48-M-90",12750,12511,12272,12033,11794,11555,11316,11077,10838,10599,10360,10148,9936,9724,9512,9300,9106,8912,8718,8524,8330,8150,7970,7790,7610,7430,7283,7136,6989,6842,6695,6548,6401,6254,6107,5960,5813,5666,5519,5372,5225,5078,4931,4784,4637,4490]
["MINI-CON","O100M4S","SCROLL","448A/449A",48,"MEDIUM","M",90,"O100M4S-48-M-90",14910,14630,14350,14070,13790,13510,13230,12950,12670,12390,12110,11864,11618,11372,11126,10880,10652,10424,10196,9968,9740,9530,9320,9110,8900,8690,8518,8346,8174,8002,7830,7658,7486,7314,7142,6970,6798,6626,6454,6282,6110,5938,5766,5594,5422,5250]
["MINI-CON","O250E4S","SCROLL","448A/449A",48,"EXT. MEDIUM","EM",90,"O250E4S-48-EM-90",30050,29432,28814,28196,27578,26960,26342,25724,25106,24488,23870,23408,22946,22484,22022,21560,21134,20708,20282,19856,19430,19046,18662,18278,17894,17510,17208,16906,16604,16302,16000,15698,15396,15094,14792,14490,14188,13886,13584,13282,12980,12678,12376,12074,11772,11470,10970,10470,9970,9470,10200,10970,10470,9970,9470,8970]
["MINI-CON","O500E4S","SCROLL","448A/449A",48,"EXT. MEDIUM","EM",90,"O500E4S-48-EM-90",64350,63278,62206,61134,60062,58990,57918,56846,55774,54702,53630,52856,52082,51308,50534,49760,48816,47872,46928,45984,45040,44150,43260,42370,41480,40590,39920,39249,38579,37908,37238,36567,35897,35226,34556,33885,33215,32544,31874,31203,30533,29862,29192,28521,27851,27180,26190,25200,24210,23220,24660,26190,25200,24210,23220,22230]
["MINI-CON","O130E4S","SCROLL","448A/449A",48,"EXT. MEDIUM","EM",95,"O130E4S-48-EM-95",15210,14894,14578,14262,13946,13630,13314,12998,12682,12366,12050,11780,11510,11240,10970,10700,10496,10292,10088,9884,9680,9494,9308,9122,8936,8750,8604,8457,8311,8164,8018,7871,7725,7578,7432,7285,7139,6992,6846,6699,6553,6406,6260,6113,5967,5820,5582,5344,5106,4868,5210,5582,5344,5106,4868,4630]
["MINI-CON","O250E4S","SCROLL","448A/449A",48,"EXT. MEDIUM","EM",95,"O250E4S-48-EM-95",28880,28280,27680,27080,26480,25880,25280,24680,24080,23480,22880,22472,22064,21656,21248,20840,20426,20012,19598,19184,18770,18396,18022,17648,17274,16900,16612,16324,16036,15748,15460,15172,14884,14596,14308,14020,13732,13444,13156,12868,12580,12292,12004,11716,11428,11140,10674,10208,9742,9276,9950,10674,10208,9742,9276,8810]
["MINI-CON","O350E4S","SCROLL","448A/449A",48,"EXT. MEDIUM","EM",95,"O350E4S-48-EM-95",45770,44887,44004,43121,42238,41355,40472,39589,38706,37823,36940,36156,35372,34588,33804,33020,32368,31716,31064,30412,29760,29162,28564,27966,27368,26770,26295,25820,25345,24870,24395,23920,23445,22970,22495,22020,21545,21070,20595,20120,19645,19170,18695,18220,17745,17270,16490,15710,14930,14150,15460,16490,15710,14930,14150,13370]
["MINI-CON","O080M4S","SCROLL","448A/449A",48,"MEDIUM","M",100,"O080M4S-48-M-100",null,null,null,null,null,null,null,null,null,null,9620,9422,9224,9026,8828,8630,8446,8262,8078,7894,7710,7542,7374,7206,7038,6870,6729,6587,6446,6304,6163,6021,5880,5738,5597,5455,5314,5172,5031,4889,4748,4606,4465,4323,4182,4040]
["MINI-CON","O200E4S","SCROLL","448A/449A",48,"EXT. MEDIUM","EM",100,"O200E4S-48-EM-100",null,null,null,null,null,null,null,null,null,null,19690,19362,19034,18706,18378,18050,17684,17318,16952,16586,16220,15892,15564,15236,14908,14580,14333,14086,13839,13592,13345,13098,12851,12604,12357,12110,11863,11616,11369,11122,10875,10628,10381,10134,9887,9640,9252,8864,8476,8088,8650,9252,8864,8476,8088,7700]
["MINI-CON","O250E4S","SCROLL","448A/449A",48,"EXT. MEDIUM","EM",100,"O250E4S-48-EM-100",null,null,null,null,null,null,null,null,null,null,21820,21470,21120,20770,20420,20070,19668,19266,18864,18462,18060,17700,17340,16980,16620,16260,15986,15712,15438,15164,14890,14616,14342,14068,13794,13520,13246,12972,12698,12424,12150,11876,11602,11328,11054,10780,10348,9916,9484,9052,9680,10348,9916,9484,9052,8620]
["MINI-CON","O400E4S","SCROLL","448A/449A",48,"EXT. MEDIUM","EM",100,"O400E4S-48-EM-100",null,null,null,null,null,null,null,null,null,null,40770,40082,39394,38706,38018,37330,36624,35918,35212,34506,33800,33128,32456,31784,31112,30440,29860,29280,28700,28120,27540,26960,26380,25800,25220,24640,24060,23480,22900,22320,21740,21160,20580,20000,19420,18840,17878,16916,15954,14992,16360,17878,16916,15954,14992,14030]
["MINI-CON","O130E4S","SCROLL","448A/449A",48,"EXT. MEDIUM","EM",105,"O130E4S-48-EM-105",null,null,null,null,null,null,null,null,null,null,null,null,null,null,null,9840,10114,9923,9732,9541,8885,8712,8539,8366,8193,8020,7889,7758,7627,7495,7364,7233,7102,6970,6839,6708,6577,6445,6314,6183,6052,5920,5789,5658,5527,5395]
["MINI-CON","O180E4S","SCROLL","448A/449A",48,"EXT. MEDIUM","EM",105,"O180E4S-48-EM-105",null,null,null,null,null,null,null,null,null,null,14855,14677,14499,14321,14143,13965,14360,14080,13800,13520,12565,12318,12071,11824,11577,11330,11143,10956,10769,10581,10394,10207,10020,9832,9645,9458,9271,9083,8896,8709,8522,8334,8147,7960,7773,7585]
["MINI-CON","O350E4S","SCROLL","448A/449A",48,"EXT. MEDIUM","EM",105,"O350E4S-48-EM-105",null,null,null,null,null,null,null,null,null,null,32535,32093,31651,31209,30767,30325,31262,30624,29986,29348,27135,26555,25975,25395,24815,24235,23784,23331,22880,22427,21976,21523,21072,20619,20168,19715,19264,18811,18360,17907,17456,17003,16552,16099,15648,15195]
["MINI-CON","O060M4S","SCROLL","448A/449A",48,"MEDIUM","M",110,"O060M4S-48-M-110",null,null,null,null,null,null,null,null,null,null,7260,7108,6956,6804,6652,6500,7060,6920,6780,6640,5800,5668,5536,5404,5272,5140,5029,4917,4806,4694,4583,4471,4360,4248,4137,4025,3914,3802,3691,3579,3468,3356,3245,3133,3022,2910]
["MINI-CON","O150E4S","SCROLL","448A/449A",48,"EXT. MEDIUM","EM",110,"O150E4S-48-EM-110",null,null,null,null,null,null,null,null,null,null,12180,12114,12048,11982,11916,11850,12826,12582,12338,12094,10630,10416,10202,9988,9774,9560,9402,9243,9085,8926,8768,8609,8451,8292,8134,7975,7817,7658,7500,7341,7183,7024,6866,6707,6549,6390]
["MINI-CON","O400E4S","SCROLL","448A/449A",48,"EXT. MEDIUM","EM",110,"O400E4S-48-EM-110",null,null,null,null,null,null,null,null,null,null,35360,35202,35044,34886,34728,34570,37258,36586,35914,35242,31210,30568,29926,29284,28642,28000,27436,26871,26307,25742,25178,24613,24049,23484,22920,22355,21791,21226,20662,20097,19533,18968,18404,17839,17275,16710]
["MINI-CON","O450E4S","SCROLL","448A/449A",48,"EXT. MEDIUM","EM",110,"O450E4S-48-EM-110",null,null,null,null,null,null,null,null,null,null,39760,39570,39380,39190,39000,38810,41890,41120,40350,39580,34960,34232,33504,32776,32048,31320,30682,30044,29406,28768,28130,27492,26854,26216,25578,24940,24302,23664,23026,22388,21750,21112,20474,19836,19198,18560]
["MINI-CON","H150E4S","HERMETIC","448A/449A",48,"EXT. MEDIUM","EM",90,"H150E4S-48-EM-90",null,null,null,null,null,null,null,null,null,null,null,null,null,null,null,14350,14010,13670,13330,12990,12650,12344,12038,11732,11426,11120,10806,10492,10178,9864,9550,9248,8946,8644,8342,8040,7772,7504,7236,6968,6700,6452,6204,5956,5708,5460]
["MINI-CON","H325E4S","HERMETIC","448A/449A",48,"EXT. MEDIUM","EM",90,"H325E4S-48-EM-90",null,null,null,null,null,null,null,null,null,null,null,null,null,null,null,31860,31126,30392,29658,28924,28190,27522,26854,26186,25518,24850,24210,23570,22930,22290,21650,21034,20418,19802,19186,18570,17998,17426,16854,16282,15710,15154,14598,14042,13486,12930]
["MINI-CON","H150E4S","HERMETIC","448A/449A",48,"EXT. MEDIUM","EM",95,"H150E4S-48-EM-95",null,null,null,null,null,null,null,null,null,null,null,null,null,null,null,13510,13184,12858,12532,12206,11880,11566,11252,10938,10624,10310,10028,9746,9464,9182,8900,8610,8320,8030,7740,7450,7188,6926,6664,6402,6140,5902,5664,5426,5188,4950]
["MINI-CON","H250E4S","HERMETIC","448A/449A",48,"EXT. MEDIUM","EM",95,"H250E4S-48-EM-95",null,null,null,null,null,null,null,null,null,null,null,null,null,null,null,17150,16740,16330,15920,15510,15100,14720,14340,13960,13580,13200,12866,12532,12198,11864,11530,11166,10802,10438,10074,9710,9412,9114,8816,8518,8220,7982,7744,7506,7268,7030]
["MINI-CON","H100E4S","HERMETIC","448A/449A",48,"EXT. MEDIUM","EM",100,"H100E4S-48-EM-100",null,null,null,null,null,null,null,null,null,null,null,null,null,null,null,9230,9040,8850,8660,8470,8280,8100,7920,7740,7560,7380,7212,7044,6876,6708,6540,6380,6220,6060,5900,5740,5592,5444,5296,5148,5000,4862,4724,4586,4448,4310]
["MINI-CON","H055E4S","HERMETIC","448A/449A",48,"EXT. MEDIUM","EM",105,"H055E4S-48-EM-105",null,null,null,null,null,null,null,null,null,null,null,null,null,null,null,6020,5874,5728,5582,5436,5290,5155,5020,4885,4750,4615,4495,4375,4255,4135,4015,3906,3797,3688,3579,3470]
["MINI-CON","H150E4S","HERMETIC","448A/449A",48,"EXT. MEDIUM","EM",105,"H150E4S-48-EM-105",null,null,null,null,null,null,null,null,null,null,null,null,null,null,null,11885,11584,11283,10982,10681,10380,10099,9818,9537,9256,8975,8694,8413,8132,7851,7570,7312,7054,6796,6538,6280]
["MINI-CON","H200E4S","HERMETIC","448A/449A",48,"EXT. MEDIUM","EM",105,"H200E4S-48-EM-105",null,null,null,null,null,null,null,null,null,null,null,null,null,null,null,13285,12951,12617,12283,11949,11615,11300,10985,10670,10355,10040,9756,9472,9188,8904,8620,8379,8138,7897,7656,7415]
["MINI-CON","H080E4S","HERMETIC","448A/449A",48,"EXT. MEDIUM","EM",110,"H080E4S-48-EM-110",null,null,null,null,null,null,null,null,null,null,null,null,null,null,null,7100,6914,6728,6542,6356,6170,5998,5826,5654,5482,5310,5158,5006,4854,4702,4550,4412,4274,4136,3998,3860]
["MINI-CON","H300E4S","HERMETIC","448A/449A",48,"EXT. MEDIUM","EM",110,"H300E4S-48-EM-110",null,null,null,null,null,null,null,null,null,null,null,null,null,null,null,18930,18482,18034,17586,17138,16690,16264,15838,15412,14986,14560,14166,13772,13378,12984,12590,12218,11846,11474,11102,10730]
["NEXT-GEN II","BS04E4S","BITZER","448A/449A",48,"EXT. MEDIUM","EM",90,"BS04E4S-48-EM-90",null,null,null,null,null,61160,60015,58870,57725,56580,55435,54290,53145,52000,50855,49710,48682,47654,46626,45598,44570,43616,42662,41708,40754,39800,39021,38241,37462,36682,35903,35123,34344,33564,32785,32005,31226,30446,29667,28887,28108,27328,26549,25769,24990,24210,23594,22978,22362,21746,21130,20568,20006,19444,18882,18320,17755,17190,16625,16060,15495,14930,14365,13800,13235,12670]
["NEXT-GEN II","BS08E4S","BITZER","448A/449A",48,"EXT. MEDIUM","EM",90,"BS08E4S-48-EM-90",null,null,null,null,null,119800,117591,115382,113173,110964,108755,106546,104337,102128,99919,97710,95714,93718,91722,89726,87730,85876,84022,82168,80314,78460,76941,75421,73902,72382,70863,69343,67824,66304,64785,63265,61746,60226,58707,57187,55668,54148,52629,51109,49590,48070,46850,45630,44410,43190,41970,40864,39758,38652,37546,36440,35332,34224,33116,32008,30900,29792,28684,27576,26468,25360]
["NEXT-GEN II","BS04E4S","BITZER","448A/449A",48,"EXT. MEDIUM","EM",95,"BS04E4S-48-EM-95",null,null,null,null,null,58970,57849,56728,55607,54486,53365,52244,51123,50002,48881,47760,46760,45760,44760,43760,42760,41834,40908,39982,39056,38130,37376,36621,35867,35112,34358,33603,32849,32094,31340,30585,29831,29076,28322,27567,26813,26058,25304,24549,23795,23040,22444,21848,21252,20656,20060,19518,18976,18434,17892,17350,16884,16418,15952,15486,15020,14554,14088,13622,13156,12690]
["NEXT-GEN II","BS12E4S","BITZER","448A/449A",48,"EXT. MEDIUM","EM",95,"BS12E4S-48-EM-95",null,null,null,null,null,167040,163772,160504,157236,153968,150700,147432,144164,140896,137628,134360,131452,128544,125636,122728,119820,117126,114432,111738,109044,106350,104161,101971,99782,97592,95403,93213,91024,88834,86645,84455,82266,80076,77887,75697,73508,71318,69129,66939,64750,62560,60838,59116,57394,55672,53950,52396,50842,49288,47734,46180,44854,43528,42202,40876,39550,38224,36898,35572,34246,32920]
["NEXT-GEN II","BS06E4S","BITZER","448A/449A",48,"EXT. MEDIUM","EM",100,"BS06E4S-48-EM-100",null,null,null,null,null,null,null,null,null,null,null,null,null,null,null,64350,62956,61562,60168,58774,57380,56092,54804,53516,52228,50940,49902,48864,47826,46788,45750,44712,43674,42636,41598,40560,39522,38484,37446,36408,35370,34332,33294,32256,31218,30180,29368,28556,27744,26932,26120,25384,24648,23912,23176,22440,21816,21192,20568,19944,19320,18696,18072,17448,16824,16200]
["NEXT-GEN II","BS12E4S","BITZER","448A/449A",48,"EXT. MEDIUM","EM",100,"BS12E4S-48-EM-100",null,null,null,null,null,null,null,null,null,null,null,null,null,null,null,128160,125348,122536,119724,116912,114100,111500,108900,106300,103700,101100,98990,96880,94770,92660,90550,88440,86330,84220,82110,80000,77890,75780,73670,71560,69450,67340,65230,63120,61010,58900,57254,55608,53962,52316,50670,49178,47686,46194,44702,43210,41945,40680,39415,38150,36885,35620,34355,33090,31825,30560]
["NEXT-GEN II","BS04E4S","BITZER","448A/449A",48,"EXT. MEDIUM","EM",105,"BS04E4S-48-EM-105",null,null,null,null,null,null,null,null,null,null,null,null,null,null,null,43840,42904,41968,41032,40096,39160,38292,37424,36556,35688,34820,34115,33409,32703,31997,31292,30586,29880,29174,28469,27763,27057,26351,25646,24940,24234,23528,22823,22117,21411,20705,20150,19595,19040,18485,17930,17428,16926,16424,15922,15420,14991,14562,14133,13704,13275,12846,12417,11988,11559,11130]
["NEXT-GEN II","BS10E4S","BITZER","448A/449A",48,"EXT. MEDIUM","EM",105,"BS10E4S-48-EM-105",null,null,null,null,null,null,null,null,null,null,null,null,null,null,null,104860,102633,100406,98179,95952,93725,91652,89579,87506,85433,83360,81666,79971,78277,76582,74888,73193,71499,69804,68110,66415,64721,63026,61332,59637,57943,56248,54554,52859,51165,49470,48125,46780,45435,44090,42745,41529,40313,39097,37881,36665,35628,34591,33554,32517,31480,30443,29406,28369,27332,26295]
["NEXT-GEN II","BS06E4S","BITZER","448A/449A",48,"EXT. MEDIUM","EM",110,"BS06E4S-48-EM-110",null,null,null,null,null,null,null,null,null,null,null,null,null,null,null,58750,57442,56134,54826,53518,52210,51006,49802,48598,47394,46190,45225,44259,43294,42328,41363,40397,39432,38466,37501,36535,35570,34604,33639,32673,31708,30742,29777,28811,27846,26880,26126,25372,24618,23864,23110,22434,21758,21082,20406,19730,19159,18588,18017,17446,16875,16304,15733,15162,14591,14020]
["NEXT-GEN II","BS07E4S","BITZER","448A/449A",48,"EXT. MEDIUM","EM",110,"BS07E4S-48-EM-110",null,null,null,null,null,null,null,null,null,null,null,null,null,null,null,68040,66542,65044,63546,62048,60550,59162,57774,56386,54998,53610,52490,51370,50250,49130,48010,46890,45770,44650,43530,42410,41290,40170,39050,37930,36810,35690,34570,33450,32330,31210,30338,29466,28594,27722,26850,26064,25278,24492,23706,22920,22252,21584,20916,20248,19580,18912,18244,17576,16908,16240]
["NEXT-GEN II","BS03L4S","BITZER","448A/449A",48,"LOW","L",90,"BS03L4S-48-L-90",null,null,null,null,null,null,null,null,null,null,null,null,null,null,null,null,null,null,null,null,null,null,null,null,null,null,null,null,null,null,null,null,null,null,null,null,null,null,null,null,null,null,null,null,null,24310,23686,23062,22438,21814,21190,20618,20046,19474,18902,18330,17826,17322,16818,16314,15810,15336,14862,14388,13914,13440,13018,12596,12174,11752,11330,10958,10586,10214,9842,9470]
["NEXT-GEN II","BS08L4S","BITZER","448A/449A",48,"LOW","L",90,"BS08L4S-48-L-90",null,null,null,null,null,null,null,null,null,null,null,null,null,null,null,null,null,null,null,null,null,null,null,null,null,null,null,null,null,null,null,null,null,null,null,null,null,null,null,null,null,null,null,null,null,57600,56096,54592,53088,51584,50080,48716,47352,45988,44624,43260,42018,40776,39534,38292,37050,35932,34814,33696,32578,31460,30474,29488,28502,27516,26530,25624,24718,23812,22906,22000]
["NEXT-GEN II","BS04L4S","BITZER","448A/449A",48,"LOW","L",95,"BS04L4S-48-L-95",null,null,null,null,null,null,null,null,null,null,null,null,null,null,null,null,null,null,null,null,null,null,null,null,null,null,null,null,null,null,null,null,null,null,null,null,null,null,null,null,null,null,null,null,null,29930,29148,28366,27584,26802,26020,25308,24596,23884,23172,22460,21826,21192,20558,19924,19290,18708,18126,17544,16962,16380,15864,15348,14832,14316,13800,13332,12864,12396,11928,11460]
["NEXT-GEN II","BS06L4S","BITZER","448A/449A",48,"LOW","L",95,"BS06L4S-48-L-95",null,null,null,null,null,null,null,null,null,null,null,null,null,null,null,null,null,null,null,null,null,null,null,null,null,null,null,null,null,null,null,null,null,null,null,null,null,null,null,null,null,null,null,null,null,41970,40918,39866,38814,37762,36710,35750,34790,33830,32870,31910,31040,30170,29300,28430,27560,26766,25972,25178,24384,23590,22882,22174,21466,20758,20050,19402,18754,18106,17458,16810]
["NEXT-GEN II","BS15L4S","BITZER","448A/449A",48,"LOW","L",95,"BS15L4S-48-L-95",null,null,null,null,null,null,null,null,null,null,null,null,null,null,null,null,null,null,null,null,null,null,null,null,null,null,null,null,null,null,null,null,null,null,null,null,null,null,null,null,null,null,null,null,null,97290,95508,93726,91944,90162,88380,86594,84808,83022,81236,79450,77764,76078,74392,72706,71020,69442,67864,66286,64708,63130,61650,60170,58690,57210,55730,54386,53042,51698,50354,49010]
["NEXT-GEN II","BS06L4S","BITZER","448A/449A",48,"LOW","L",100,"BS06L4S-48-L-100",null,null,null,null,null,null,null,null,null,null,null,null,null,null,null,null,null,null,null,null,null,null,null,null,null,null,null,null,null,null,null,null,null,null,null,null,null,null,null,null,null,null,null,null,null,38200,37198,36196,35194,34192,33190,32282,31374,30466,29558,28650,27826,27002,26178,25354,24530,23786,23042,22298,21554,20810,20148,19486,18824,18162,17500,16896,16292,15688,15084,14480]
["NEXT-GEN II","BS15L4S","BITZER","448A/449A",48,"LOW","L",100,"BS15L4S-48-L-100",null,null,null,null,null,null,null,null,null,null,null,null,null,null,null,null,null,null,null,null,null,null,null,null,null,null,null,null,null,null,null,null,null,null,null,null,null,null,null,null,null,null,null,null,null,86120,84358,82596,80834,79072,77310,75550,73790,72030,70270,68510,66848,65186,63524,61862,60200,58624,57048,55472,53896,52320,50832,49344,47856,46368,44880,43488,42096,40704,39312,37920]
["NEXT-GEN II","BS03L4S","BITZER","448A/449A",48,"LOW","L",105,"BS03L4S-48-L-105",null,null,null,null,null,null,null,null,null,null,null,null,null,null,null,null,null,null,null,null,null,null,null,null,null,null,null,null,null,null,null,null,null,null,null,null,null,null,null,null,null,null,null,null,null,20545,19976,19407,18838,18269,17700,17193,16686,16179,15672,15165,14703,14241,13779,13317,12855,12442,12029,11616,11203,10790,10423,10056,9689,9322,8955,8635,8315,7995,7675,7355]
["NEXT-GEN II","BS09L4S","BITZER","448A/449A",48,"LOW","L",105,"BS09L4S-48-L-105",null,null,null,null,null,null,null,null,null,null,null,null,null,null,null,null,null,null,null,null,null,null,null,null,null,null,null,null,null,null,null,null,null,null,null,null,null,null,null,null,null,null,null,null,null,52070,50575,49080,47585,46090,44595,43241,41887,40533,39179,37825,36596,35367,34138,32909,31680,30594,29508,28422,27336,26250,25268,24286,23304,22322,21340,20456,19572,18688,17804,16920]
["NEXT-GEN II","BS05L4S","BITZER","448A/449A",48,"LOW","L",110,"BS05L4S-48-L-110",null,null,null,null,null,null,null,null,null,null,null,null,null,null,null,null,null,null,null,null,null,null,null,null,null,null,null,null,null,null,null,null,null,null,null,null,null,null,null,null,null,null,null,null,null,29030,28228,27426,26624,25822,25020,24290,23560,22830,22100,21370,20720,20070,19420,18770,18120,17534,16948,16362,15776,15190,14674,14158,13642,13126,12610,12146,11682,11218,10754,10290]
["NEXT-GEN II","BS10L4S","BITZER","448A/449A",48,"LOW","L",110,"BS10L4S-48-L-110",null,null,null,null,null,null,null,null,null,null,null,null,null,null,null,null,null,null,null,null,null,null,null,null,null,null,null,null,null,null,null,null,null,null,null,null,null,null,null,null,null,null,null,null,null,59600,57950,56300,54650,53000,51350,49860,48370,46880,45390,43900,42548,41196,39844,38492,37140,35918,34696,33474,32252,31030,29952,28874,27796,26718,25640,24676,23712,22748,21784,20820]
["NEXT-GEN II","DS05M4S","DISCUS","448A/449A",48,"MEDIUM","M",90,"DS05M4S-48-M-90",null,null,null,null,null,69690,68350,67010,65670,64330,62990,61718,60446,59174,57902,56630,55432,54234,53036,51838,50640,49524,48408,47292,46176,45060,44078,43096,42114,41132,40150,39168,38186,37204,36222,35240,34400,33560,32720,31880,31040,30298,29556,28814,28072,27330]
["NEXT-GEN II","DS07M4S","DISCUS","448A/449A",48,"MEDIUM","M",90,"DS07M4S-48-M-90",null,null,null,null,null,101250,99334,97418,95502,93586,91670,89862,88054,86246,84438,82630,80928,79226,77524,75822,74120,72532,70944,69356,67768,66180,64755,63330,61905,60480,59055,57630,56205,54780,53355,51930,50674,49418,48162,46906,45650,44506,43362,42218,41074,39930]
["NEXT-GEN II","DS04M4S","DISCUS","448A/449A",48,"MEDIUM","M",95,"DS04M4S-48-M-95",null,null,null,null,null,58830,57636,56442,55248,54054,52860,51738,50616,49494,48372,47250,46204,45158,44112,43066,42020,41046,40072,39098,38124,37150,36298,35446,34594,33742,32890,32038,31186,30334,29482,28630,27908,27186,26464,25742,25020,24386,23752,23118,22484,21850]
["NEXT-GEN II","DS07M4S","DISCUS","448A/449A",48,"MEDIUM","M",95,"DS07M4S-48-M-95",null,null,null,null,null,97500,95646,93792,91938,90084,88230,86480,84730,82980,81230,79480,77834,76188,74542,72896,71250,69712,68174,66636,65098,63560,62179,60798,59417,58036,56655,55274,53893,52512,51131,49750,48540,47330,46120,44910,43700,42592,41484,40376,39268,38160]
["NEXT-GEN II","DS15M4S","DISCUS","448A/449A",48,"MEDIUM","M",95,"DS15M4S-48-M-95",null,null,null,null,null,176940,173976,171012,168048,165084,162120,159260,156400,153540,150680,147820,145062,142304,139546,136788,134030,131386,128742,126098,123454,120810,118331,115852,113373,110894,108415,105936,103457,100978,98499,96020,93712,91404,89096,86788,84480,82270,80060,77850,75640,73430]
["NEXT-GEN II","DS08M4S","DISCUS","448A/449A",48,"MEDIUM","M",100,"DS08M4S-48-M-100",null,null,null,null,null,null,null,null,null,null,100330,98510,96690,94870,93050,91230,89478,87726,85974,84222,82470,80794,79118,77442,75766,74090,72497,70904,69311,67718,66125,64532,62939,61346,59753,58160,56640,55120,53600,52080,50560,49066,47572,46078,44584,43090]
["NEXT-GEN II","DS05M4S","DISCUS","448A/449A",48,"MEDIUM","M",105,"DS05M4S-48-M-105",null,null,null,null,null,null,null,null,null,null,null,null,null,null,null,49865,48785,47705,46625,45545,44465,43467,42469,41471,40473,39475,38607,37738,36870,36001,35133,34264,33396,32527,31659,30790,30060,29330,28600,27870,27140,26510,25880,25250,24620,23990]
["NEXT-GEN II","DS15M4S","DISCUS","448A/449A",48,"MEDIUM","M",105,"DS15M4S-48-M-105",null,null,null,null,null,null,null,null,null,null,null,null,null,null,null,136915,134326,131737,129148,126559,123970,121465,118960,116455,113950,111445,109074,106702,104331,101959,99588,97216,94845,92473,90102,87730,85484,83238,80992,78746,76500,74336,72172,70008,67844,65680]
["NEXT-GEN II","DS06M4S","DISCUS","448A/449A",48,"MEDIUM","M",110,"DS06M4S-48-M-110",null,null,null,null,null,null,null,null,null,null,null,null,null,null,null,62300,61000,59700,58400,57100,55800,54600,53400,52200,51000,49800,48728,47656,46584,45512,44440,43368,42296,41224,40152,39080,38124,37168,36212,35256,34300,33408,32516,31624,30732,29840]
["NEXT-GEN II","DS12M4S","DISCUS","448A/449A",48,"MEDIUM","M",110,"DS12M4S-48-M-110",null,null,null,null,null,null,null,null,null,null,null,null,null,null,null,116250,113912,111574,109236,106898,104560,102308,100056,97804,95552,93300,91164,89028,86892,84756,82620,80484,78348,76212,74076,71940,69918,67896,65874,63852,61830,59880,57930,55980,54030,52080]
["NEXT-GEN II","DS06L4S","DISCUS","448A/449A",48,"LOW","L",90,"DS06L4S-48-L-90",null,null,null,null,null,null,null,null,null,null,null,null,null,null,null,null,null,null,null,null,null,null,null,null,null,null,null,null,null,null,null,null,null,null,null,null,null,null,null,null,null,null,null,null,null,48750,47434,46118,44802,43486,42170,40978,39786,38594,37402,36210,35146,34082,33018,31954,30890,29918,28946,27974,27002,26030,25186,24342,23498,22654,21810,21058,20306,19554,18802,18050,17426,16802,16178,15554,14930,14306,13682,13058,12434,11810]
["NEXT-GEN II","DS22L4S","DISCUS","448A/449A",48,"LOW","L",90,"DS22L4S-48-L-90",null,null,null,null,null,null,null,null,null,null,null,null,null,null,null,null,null,null,null,null,null,null,null,null,null,null,null,null,null,null,null,null,null,null,null,null,null,null,null,null,null,null,null,null,null,126050,123034,120018,117002,113986,110970,108294,105618,102942,100266,97590,95210,92830,90450,88070,85690,83534,81378,79222,77066,74910,72912,70914,68916,66918,64920,63018,61116,59214,57312,55410,53503,51596,49689,47782,45875,43968,42061,40154,38247,36340]
["NEXT-GEN II","DS03L4S","DISCUS","448A/449A",48,"LOW","L",95,"DS03L4S-48-L-95",null,null,null,null,null,null,null,null,null,null,null,null,null,null,null,null,null,null,null,null,null,null,null,null,null,null,null,null,null,null,null,null,null,null,null,null,null,null,null,null,null,null,null,null,null,24540,23810,23080,22350,21620,20890,20248,19606,18964,18322,17680,17106,16532,15958,15384,14810,14304,13798,13292,12786,12280,11838,11396,10954,10512,10070,9668,9266,8864,8462,8060,7698,7336,6974,6612,6250,5888,5526,5164,4802,4440]
["NEXT-GEN II","DS15L4S","DISCUS","448A/449A",48,"LOW","L",95,"DS15L4S-48-L-95",null,null,null,null,null,null,null,null,null,null,null,null,null,null,null,null,null,null,null,null,null,null,null,null,null,null,null,null,null,null,null,null,null,null,null,null,null,null,null,null,null,null,null,null,null,92740,90884,89028,87172,85316,83460,81632,79804,77976,76148,74320,72604,70888,69172,67456,65740,64112,62484,60856,59228,57600,56032,54464,52896,51328,49760,48254,46748,45242,43736,42230,40761,39292,37823,36354,34885,33416,31947,30478,29009,27540]
["NEXT-GEN II","DS04L4S","DISCUS","448A/449A",48,"LOW","L",100,"DS04L4S-48-L-100",null,null,null,null,null,null,null,null,null,null,null,null,null,null,null,null,null,null,null,null,null,null,null,null,null,null,null,null,null,null,null,null,null,null,null,null,null,null,null,null,null,null,null,null,null,29830,29014,28198,27382,26566,25750,24998,24246,23494,22742,21990,21294,20598,19902,19206,18510,17884,17258,16632,16006,15380,14810,14240,13670,13100,12530,12026,11522,11018,10514,10010,9596,9182,8768,8354,7940,7526,7112,6698,6284,5870]
["NEXT-GEN II","DS10L4S","DISCUS","448A/449A",48,"LOW","L",100,"DS10L4S-48-L-100",null,null,null,null,null,null,null,null,null,null,null,null,null,null,null,null,null,null,null,null,null,null,null,null,null,null,null,null,null,null,null,null,null,null,null,null,null,null,null,null,null,null,null,null,null,67420,65624,63828,62032,60236,58440,56804,55168,53532,51896,50260,48778,47296,45814,44332,42850,41484,40118,38752,37386,36020,34780,33540,32300,31060,29820,28706,27592,26478,25364,24250,23209,22168,21127,20086,19045,18004,16963,15922,14881,13840]
["NEXT-GEN II","DS15L4S","DISCUS","448A/449A",48,"LOW","L",100,"DS15L4S-48-L-100",null,null,null,null,null,null,null,null,null,null,null,null,null,null,null,null,null,null,null,null,null,null,null,null,null,null,null,null,null,null,null,null,null,null,null,null,null,null,null,null,null,null,null,null,null,88810,87008,85206,83404,81602,79800,78024,76248,74472,72696,70920,69252,67584,65916,64248,62580,60986,59392,57798,56204,54610,53072,51534,49996,48458,46920,45426,43932,42438,40944,39450,37980,36510,35040,33570,32100,30630,29160,27690,26220,24750]
["NEXT-GEN II","DS06L4S","DISCUS","448A/449A",48,"LOW","L",105,"DS06L4S-48-L-105",null,null,null,null,null,null,null,null,null,null,null,null,null,null,null,null,null,null,null,null,null,null,null,null,null,null,null,null,null,null,null,null,null,null,null,null,null,null,null,null,null,null,null,null,null,42005,40801,39597,38393,37189,35985,34880,33775,32670,31565,30460,29475,28490,27505,26520,25535,24647,23759,22871,21983,21095,20310,19525,18740,17955,17170,16473,15776,15079,14382,13685,13081,12477,11873,11269,10665,10061,9457,8853,8249,7645]
["NEXT-GEN II","DS15L4S","DISCUS","448A/449A",48,"LOW","L",105,"DS15L4S-48-L-105",null,null,null,null,null,null,null,null,null,null,null,null,null,null,null,null,null,null,null,null,null,null,null,null,null,null,null,null,null,null,null,null,null,null,null,null,null,null,null,null,null,null,null,null,null,84850,83108,81366,79624,77882,76140,74417,72694,70971,69248,67525,65892,64259,62626,60993,59360,57793,56226,54659,53092,51525,50001,48477,46953,45429,43905,42405,40905,39405,37905,36405,34902,33399,31896,30393,28890,27387,25884,24381,22878,21375]
["NEXT-GEN II","DS05L4S","DISCUS","448A/449A",48,"LOW","L",110,"DS05L4S-48-L-110",null,null,null,null,null,null,null,null,null,null,null,null,null,null,null,null,null,null,null,null,null,null,null,null,null,null,null,null,null,null,null,null,null,null,null,null,null,null,null,null,null,null,null,null,null,30300,29434,28568,27702,26836,25970,25186,24402,23618,22834,22050,21338,20626,19914,19202,18490,17852,17214,16576,15938,15300,14718,14136,13554,12972,12390,11862,11334,10806,10278,9750,9307,8864,8421,7978,7535,7092,6649,6206,5763,5320]
["NEXT-GEN II","DS09L4S","DISCUS","448A/449A",48,"LOW","L",110,"DS09L4S-48-L-110",null,null,null,null,null,null,null,null,null,null,null,null,null,null,null,null,null,null,null,null,null,null,null,null,null,null,null,null,null,null,null,null,null,null,null,null,null,null,null,null,null,null,null,null,null,57840,56176,54512,52848,51184,49520,48000,46480,44960,43440,41920,40532,39144,37756,36368,34980,33718,32456,31194,29932,28670,27548,26426,25304,24182,23060,22064,21068,20072,19076,18080,17229,16378,15527,14676,13825,12974,12123,11272,10421,9570]
["NEXT-GEN II","OS05E4S","SCROLL","448A/449A",48,"EXT. MEDIUM","EM",90,"OS05E4S-48-EM-90",null,null,null,null,null,48860,48377,47894,47411,46928,46445,45962,45479,44996,44513,44030,43326,42622,41918,41214,40510,39700,38890,38080,37270,36460,35784,35107,34431,33754,33078,32401,31725,31048,30372,29695,29019,28342,27666,26989,26313,25636,24960,24283,23607,22930,22366,21802,21238,20674,20110,19582,19054,18526,17998,17470,17068,16666,16264,15862,15460,15058,14656,14254,13852,13450]
["NEXT-GEN II","OS10E4S","SCROLL","448A/449A",48,"EXT. MEDIUM","EM",90,"OS10E4S-48-EM-90",null,null,null,null,null,119290,117371,115452,113533,111614,109695,107776,105857,103938,102019,100100,98280,96460,94640,92820,91000,89258,87516,85774,84032,82290,80751,79211,77672,76132,74593,73053,71514,69974,68435,66895,65356,63816,62277,60737,59198,57658,56119,54579,53040,51500,50170,48840,47510,46180,44850,43594,42338,41082,39826,38570]
["NEXT-GEN II","OS06E4S","SCROLL","448A/449A",48,"EXT. MEDIUM","EM",95,"OS06E4S-48-EM-95",null,null,null,null,null,52410,51449,50488,49527,48566,47605,46644,45683,44722,43761,42800,41988,41176,40364,39552,38740,38008,37276,36544,35812,35080,34508,33936,33364,32792,32220,31648,31076,30504,29932,29360,28788,28216,27644,27072,26500,25928,25356,24784,24212,23640,23174,22708,22242,21776,21310,20870,20430,19990,19550,19110,18681,18252,17823,17394,16965,16536,16107,15678,15249,14820]
["NEXT-GEN II","OS13E4S","SCROLL","448A/449A",48,"EXT. MEDIUM","EM",95,"OS13E4S-48-EM-95",null,null,null,null,null,154720,151542,148364,145186,142008,138830,135652,132474,129296,126118,122940,120304,117668,115032,112396,109760,107396,105032,102668,100304,97940,96005,94070,92135,90200,88265,86330,84395,82460,80525,78590,76655,74720,72785,70850,68915,66980,65045,63110,61175,59240,57452,55664,53876,52088,50300]
["NEXT-GEN II","OS04E4S","SCROLL","448A/449A",48,"EXT. MEDIUM","EM",100,"OS04E4S-48-EM-100",null,null,null,null,null,null,null,null,null,null,null,null,null,null,null,38210,37472,36734,35996,35258,34520,33822,33124,32426,31728,31030,30432,29833,29235,28636,28038,27439,26841,26242,25644,25045,24447,23848,23250,22651,22053,21454,20856,20257,19659,19060,18554,18048,17542,17036,16530,16058,15586,15114,14642,14170]
["NEXT-GEN II","OS09E4S","SCROLL","448A/449A",48,"EXT. MEDIUM","EM",100,"OS09E4S-48-EM-100",null,null,null,null,null,null,null,null,null,null,null,null,null,null,null,82380,80822,79264,77706,76148,74590,73124,71658,70192,68726,67260,65939,64618,63297,61976,60655,59334,58013,56692,55371,54050,52729,51408,50087,48766,47445,46124,44803,43482,42161,40840]
["NEXT-GEN II","OS13E4S","SCROLL","448A/449A",48,"EXT. MEDIUM","EM",100,"OS13E4S-48-EM-100",null,null,null,null,null,null,null,null,null,null,null,null,null,null,null,118250,115732,113214,110696,108178,105660,103368,101076,98784,96492,94200,92201,90201,88202,86202,84203,82203,80204,78204,76205,74205,72206,70206,68207,66207,64208,62208,60209,58209,56210,54210]
["NEXT-GEN II","OS07E4S","SCROLL","448A/449A",48,"EXT. MEDIUM","EM",105,"OS07E4S-48-EM-105",null,null,null,null,null,null,null,null,null,null,null,null,null,null,null,48470,47761,47052,46343,45634,44925,44240,43555,42870,42185,41500,40878,40256,39634,39011,38389,37767,37145,36522,35900,35278,34656,34033,33411,32789,32167,31544,30922,30300,29678,29055,28503,27951,27399,26847,26295]
["NEXT-GEN II","OS15E4S","SCROLL","448A/449A",48,"EXT. MEDIUM","EM",105,"OS15E4S-48-EM-105",null,null,null,null,null,null,null,null,null,null,null,null,null,null,null,133260,130377,127494,124611,121728,118845,116207,113569,110931,108293,105655,103295,100934,98573,96212,93852,91491,89130,86769,84409,82048,79687,77326,74966,72605,70244,67883,65523,63162,60801,58440]
["NEXT-GEN II","OS09E4S","SCROLL","448A/449A",48,"EXT. MEDIUM","EM",110,"OS09E4S-48-EM-110",null,null,null,null,null,null,null,null,null,null,null,null,null,null,null,76900,75448,73996,72544,71092,69640,68250,66860,65470,64080,62690,61355,60019,58684,57348,56013,54677,53342,52006,50671,49335,48000,46664,45329,43993,42658,41322,39987,38651,37316,35980]
["NEXT-GEN II","OS10L4S","SCROLL","448A/449A",48,"LOW","L",90,"OS10L4S-48-L-90",null,null,null,null,null,null,null,null,null,null,null,null,null,null,null,null,null,null,null,null,null,null,null,null,null,null,null,null,null,null,null,null,null,null,null,null,null,null,null,null,null,null,null,null,null,52970,51818,50666,49514,48362,47210,46148,45086,44024,42962,41900,40922,39944,38966,37988,37010,36108,35206,34304,33402,32500,31684,30868,30052,29236,28420,27668,26916,26164,25412,24660,23991,23322,22653,21984,21315,20646,19977,19308,18639,17970]
["NEXT-GEN II","OS08L4S","SCROLL","448A/449A",48,"LOW","L",95,"OS08L4S-48-L-95",null,null,null,null,null,null,null,null,null,null,null,null,null,null,null,null,null,null,null,null,null,null,null,null,null,null,null,null,null,null,null,null,null,null,null,null,null,null,null,null,null,null,null,null,null,38790,37920,37050,36180,35310,34440,33640,32840,32040,31240,30440,29716,28992,28268,27544,26820,26172,25524,24876,24228,23580,23002,22424,21846,21268,20690,20184,19678,19172,18666,18160,17765,17370,16975,16580,16185,15790,15395,15000,14605,14210]
["NEXT-GEN II","OS08L4S","SCROLL","448A/449A",48,"LOW","L",100,"OS08L4S-48-L-100",null,null,null,null,null,null,null,null,null,null,null,null,null,null,null,null,null,null,null,null,null,null,null,null,null,null,null,null,null,null,null,null,null,null,null,null,null,null,null,null,null,null,null,null,null,37290,36450,35610,34770,33930,33090,32328,31566,30804,30042,29280,28586,27892,27198,26504,25810,25192,24574,23956,23338,22720,22176,21632,21088,20544,20000,19530,19060,18590,18120,17650,17287,16924,16561,16198,15835,15472,15109,14746,14383,14020]
["NEXT-GEN II","OS10L4S","SCROLL","448A/449A",48,"LOW","L",105,"OS10L4S-48-L-105",null,null,null,null,null,null,null,null,null,null,null,null,null,null,null,null,null,null,null,null,null,null,null,null,null,null,null,null,null,null,null,null,null,null,null,null,null,null,null,null,null,null,null,null,null,47440,46393,45346,44299,43252,42205,41247,40289,39331,38373,37415,36542,35669,34796,33923,33050,32251,31452,30653,29854,29055,28336,27617,26898,26179,25460,24792,24124,23456,22788,22120,21543,20966,20389,19812,19235,18658,18081,17504,16927,16350]
["NEXT-GEN II","OS15L4S","SCROLL","448A/449A",48,"LOW","L",110,"OS15L4S-48-L-110",null,null,null,null,null,null,null,null,null,null,null,null,null,null,null,null,null,null,null,null,null,null,null,null,null,null,null,null,null,null,null,null,null,null,null,null,null,null,null,null,null,null,null,null,null,66670,65196,63722,62248,60774,59300,57962,56624,55286,53948,52610,51386,50162,48938,47714,46490,45376,44262,43148,42034,40920,39926,38932,37938,36944,35950,35076,34202,33328,32454,31580,30685,29790,28895,28000,27105,26210,25315,24420,23525,22630]
["QV-SERIES","BV015M4S","SINGLE - BITZER","448A/449A",48,"MEDIUM","M",90,"BV015M4S-48-M-90",216900,213180,209460,205740,202020,198300,194620,190940,187260,183580,179900,176880,173860,170840,167820,164800,161840,158880,155920,152960,150000,147320,144640,141960,139280,136600,133910,131220,128530,125840,123150,120460,117770,115080,112390,109700,107340,104980,102620,100260,97900,95540,93180,90820,88460,86100,84130,82160,80190,78220,76250,74280,72310,70340,68370,66400]
["QV-SERIES","BV020M4S","SINGLE - BITZER","448A/449A",48,"MEDIUM","M",95,"BV020M4S-48-M-95",241200,237040,232880,228720,224560,220400,216220,212040,207860,203680,199500,196120,192740,189360,185980,182600,179340,176080,172820,169560,166300,163260,160220,157180,154140,151100,148140,145180,142220,139260,136300,133340,130380,127420,124460,121500,118800,116100,113400,110700,108000,105300,102600,99900,97200,94500,92210,89920,87630,85340,83050,80760,78470,76180,73890,71600]
["QV-SERIES","BV035M4S","SINGLE - BITZER","448A/449A",48,"MEDIUM","M",95,"BV035M4S-48-M-95",413900,406760,399620,392480,385340,378200,371500,364800,358100,351400,344700,338860,333020,327180,321340,315500,309900,304300,298700,293100,287500,282400,277300,272200,267100,262000,257000,252000,247000,242000,237000,232000,227000,222000,217000,212000,207450,202900,198350,193800,189250,184700,180150,175600,171050,166500,162640,158780,154920,151060,147200,143340,139480,135620,131760,127900]
["QV-SERIES","BV025M4S","SINGLE - BITZER","448A/449A",48,"MEDIUM","M",100,"BV025M4S-48-M-100",null,null,null,null,null,240600,236360,232120,227880,223640,219400,215480,211560,207640,203720,199800,196440,193080,189720,186360,183000,179700,176400,173100,169800,166500,163350,160200,157050,153900,150750,147600,144450,141300,138150,135000,132030,129060,126090,123120,120150,117180,114210,111240,108270,105300,102810,100320,97830,95340,92850,90360,87870,85380,82890,80400]
["QV-SERIES","BV030M4S","SINGLE - BITZER","448A/449A",48,"MEDIUM","M",100,"BV030M4S-48-M-100",null,null,null,null,null,279000,274060,269120,264180,259240,254300,250180,246060,241940,237820,233700,229600,225500,221400,217300,213200,209380,205560,201740,197920,194100,190410,186720,183030,179340,175650,171960,168270,164580,160890,157200,153840,150480,147120,143760,140400,137040,133680,130320,126960,123600,120820,118040,115260,112480,109700,106920,104140,101360,98580,95800]
["QV-SERIES","BV025M4S","SINGLE - BITZER","448A/449A",48,"MEDIUM","M",105,"BV025M4S-48-M-105",null,null,null,null,null,null,null,null,null,null,209550,205790,202030,198270,194510,190750,187490,184230,180970,177710,174450,171240,168030,164820,161610,158400,155310,152220,149130,146040,142950,139860,136770,133680,130590,127500,124650,121800,118950,116100,113250,110400,107550,104700,101850,99000,96605,94210,91815,89420,87025,84630,82235,79840,77445,75050]
["QV-SERIES","BV040M4S","SINGLE - BITZER","448A/449A",48,"MEDIUM","M",105,"BV040M4S-48-M-105",null,null,null,null,null,null,null,null,null,null,350800,345240,339680,334120,328560,323000,317310,311620,305930,300240,294550,289180,283810,278440,273070,267700,262580,257460,252340,247220,242100,236980,231860,226740,221620,216500,211865,207230,202595,197960,193325,188690,184055,179420,174785,170150,166240,162330,158420,154510,150600,146690,142780,138870,134960,131050]
["QV-SERIES","BV050M4S","SINGLE - BITZER","448A/449A",48,"MEDIUM","M",110,"BV050M4S-48-M-110",null,null,null,null,null,null,null,null,null,null,395300,388880,382460,376040,369620,363200,357180,351160,345140,339120,333100,327340,321580,315820,310060,304300,298550,292800,287050,281300,275550,269800,264050,258300,252550,246800,241410,236020,230630,225240,219850,214460,209070,203680,198290,192900,188370,183840,179310,174780,170250,165720,161190,156660,152130,147600]
["QV-SERIES","BV022L4S","SINGLE - BITZER","448A/449A",48,"LOW","L",90,"BV022L4S-48-L-90",null,null,null,null,null,null,null,null,null,null,null,null,null,null,null,null,null,null,null,null,null,null,null,null,null,null,null,null,null,null,null,null,null,null,null,null,null,null,null,null,null,null,null,null,null,128400,125920,123440,120960,118480,116000,113400,110800,108200,105600,103000,100600,98200,95800,93400,91000,88840,86680,84520,82360,80200,78000,75800,73600,71400,69200,67200,65200,63200,61200,59200,57460,55720,53980,52240,50500,48400,46300,44200,42100,40000]
["QV-SERIES","BV030L4S","SINGLE - BITZER","448A/449A",48,"LOW","L",95,"BV030L4S-48-L-95",null,null,null,null,null,null,null,null,null,null,null,null,null,null,null,null,null,null,null,null,null,null,null,null,null,null,null,null,null,null,null,null,null,null,null,null,null,null,null,null,null,null,null,null,null,179100,175900,172700,169500,166300,163100,159600,156100,152600,149100,145600,142400,139200,136000,132800,129600,126780,123960,121140,118320,115500,112520,109540,106560,103580,100600,97840,95080,92320,89560,86800,84460,82120,79780,77440,75100,72060,69020,65980,62940,59900]
["QV-SERIES","BV040L4S","SINGLE - BITZER","448A/449A",48,"LOW","L",100,"BV040L4S-48-L-100",null,null,null,null,null,null,null,null,null,null,null,null,null,null,null,null,null,null,null,null,null,null,null,null,null,null,null,null,null,null,null,null,null,null,null,null,null,null,null,null,null,null,null,null,null,208000,203920,199840,195760,191680,187600,183160,178720,174280,169840,165400,161180,156960,152740,148520,144300,140980,137660,134340,131020,127700,124080,120460,116840,113220,109600,106340,103080,99820,96560,93300,90080,86860,83640,80420,77200]
["QV-SERIES","BV022L4S","SINGLE - BITZER","448A/449A",48,"LOW","L",110,"BV022L4S-48-L-110",null,null,null,null,null,null,null,null,null,null,null,null,null,null,null,null,null,null,null,null,null,null,null,null,null,null,null,null,null,null,null,null,null,null,null,null,null,null,null,null,null,null,null,null,null,104300,102160,100020,97880,95740,93600,91300,89000,86700,84400,82100,80060,78020,75980,73940,71900,70020,68140,66260,64380,62500,60640,58780,56920,55060,53200,51480,49760,48040,46320,44600,42820,41040,39260,37480,35700]
["QV-SERIES","BD030M4S","DUAL - BITZER","448A/449A",48,"MEDIUM","M",90,"BD030M4S-48-M-90",433800,426360,418920,411480,404040,396600,389240,381880,374520,367160,359800,353760,347720,341680,335640,329600,323680,317760,311840,305920,300000,294640,289280,283920,278560,273200,267820,262440,257060,251680,246300,240920,235540,230160,224780,219400,214680,209960,205240,200520,195800,191080,186360,181640,176920,172200,168260,164320,160380,156440,152500,148560,144620,140680,136740,132800]
["QV-SERIES","BD060M4S","DUAL - BITZER","448A/449A",48,"MEDIUM","M",90,"BD060M4S-48-M-90",659200,649480,639760,630040,620320,610600,598880,587160,575440,563720,552000,543520,535040,526560,518080,509600,499200,488800,478400,468000,457600,450520,443440,436360,429280,422200,414500,406800,399100,391400,383700,376000,368300,360600,352900,345200,338160,331120,324080,317040,310000,302960,295920,288880,281840,274800,268820,262840,256860,250880,244900,238920,232940,226960,220980,215000]
["QV-SERIES","BD060M4S","DUAL - BITZER","448A/449A",48,"MEDIUM","M",95,"BD060M4S-48-M-95",634000,623480,612960,602440,591920,581400,571200,561000,550800,540600,530400,521680,512960,504240,495520,486800,478480,470160,461840,453520,445200,437480,429760,422040,414320,406600,399000,391400,383800,376200,368600,361000,353400,345800,338200,330600,323620,316640,309660,302680,295700,288720,281740,274760,267780,260800,254880,248960,243040,237120,231200,225280,219360,213440,207520,201600]
["QV-SERIES","BD030M4S","DUAL - BITZER","448A/449A",48,"MEDIUM","M",100,"BD030M4S-48-M-100",null,null,null,null,null,365400,358400,351400,344400,337400,330400,324680,318960,313240,307520,301800,296240,290680,285120,279560,274000,268920,263840,258760,253680,248600,243660,238720,233780,228840,223900,218960,214020,209080,204140,199200,194680,190160,185640,181120,176600,172080,167560,163040,158520,154000,150320,146640,142960,139280,135600,131920,128240,124560,120880,117200]
["QV-SERIES","BD040M4S","DUAL - BITZER","448A/449A",48,"MEDIUM","M",100,"BD040M4S-48-M-100",null,null,null,null,null,422400,414320,406240,398160,390080,382000,375400,368800,362200,355600,349000,342600,336200,329800,323400,317000,311160,305320,299480,293640,287800,282060,276320,270580,264840,259100,253360,247620,241880,236140,230400,225200,220000,214800,209600,204400,199200,194000,188800,183600,178400,173980,169560,165140,160720,156300,151880,147460,143040,138620,134200]
["QV-SERIES","BD080M4S","DUAL - BITZER","448A/449A",48,"MEDIUM","M",100,"BD080M4S-48-M-100",null,null,null,null,null,806600,791880,777160,762440,747720,733000,721640,710280,698920,687560,676200,664240,652280,640320,628360,616400,605040,593680,582320,570960,559600,549340,539080,528820,518560,508300,498040,487780,477520,467260,457000,447340,437680,428020,418360,408700,399040,389380,379720,370060,360400,352240,344080,335920,327760,319600,311440,303280,295120,286960,278800]
["QV-SERIES","BD080M4S","DUAL - BITZER","448A/449A",48,"MEDIUM","M",105,"BD080M4S-48-M-105",null,null,null,null,null,null,null,null,null,null,701600,690480,679360,668240,657120,646000,634620,623240,611860,600480,589100,578360,567620,556880,546140,535400,525160,514920,504680,494440,484200,473960,463720,453480,443240,433000,423730,414460,405190,395920,386650,377380,368110,358840,349570,340300,332480,324660,316840,309020,301200,293380,285560,277740,269920,262100]
["QV-SERIES","BD060M4S","DUAL - BITZER","448A/449A",48,"MEDIUM","M",110,"BD060M4S-48-M-110",null,null,null,null,null,null,null,null,null,null,464600,457000,449400,441800,434200,426600,418800,411000,403200,395400,387600,380480,373360,366240,359120,352000,344920,337840,330760,323680,316600,309520,302440,295360,288280,281200,275060,268920,262780,256640,250500,244360,238220,232080,225940,219800,214600,209400,204200,199000,193800,188600,183400,178200,173000,167800]
["QV-SERIES","BD080M4S","DUAL - BITZER","448A/449A",48,"MEDIUM","M",110,"BD080M4S-48-M-110",null,null,null,null,null,null,null,null,null,null,670200,659320,648440,637560,626680,615800,605000,594200,583400,572600,561800,551680,541560,531440,521320,511200,500980,490760,480540,470320,460100,449880,439660,429440,419220,409000,400120,391240,382360,373480,364600,355720,346840,337960,329080,320200,312720,305240,297760,290280,282800,275320,267840,260360,252880,245400]
["QV-SERIES","BD080L4S","DUAL - BITZER","448A/449A",48,"LOW","L",90,"BD080L4S-48-L-90",null,null,null,null,null,null,null,null,null,null,null,null,null,null,null,null,null,null,null,null,null,null,null,null,null,null,null,null,null,null,null,null,null,null,null,null,null,null,null,null,null,null,null,null,null,455800,447200,438600,430000,421400,412800,403520,394240,384960,375680,366400,357840,349280,340720,332160,323600,316320,309040,301760,294480,287200,279200,271200,263200,255200,247200,240200,233200,226200,219200,212200,206360,200520,194680,188840,183000,177200,171400,165600,159800,154000]
["QV-SERIES","BD044L4S","DUAL - BITZER","448A/449A",48,"LOW","L",100,"BD044L4S-48-L-100",null,null,null,null,null,null,null,null,null,null,null,null,null,null,null,null,null,null,null,null,null,null,null,null,null,null,null,null,null,null,null,null,null,null,null,null,null,null,null,null,null,null,null,null,null,231800,227240,222680,218120,213560,209000,204200,199400,194600,189800,185000,180600,176200,171800,167400,163000,158880,154760,150640,146520,142400,138400,134400,130400,126400,122400,118600,114800,111000,107200,103400,100040,96680,93320,89960,86600]
["QV-SERIES","BD060L4S","DUAL - BITZER","448A/449A",48,"LOW","L",105,"BD060L4S-48-L-105",null,null,null,null,null,null,null,null,null,null,null,null,null,null,null,null,null,null,null,null,null,null,null,null,null,null,null,null,null,null,null,null,null,null,null,null,null,null,null,null,null,null,null,null,null,321900,316440,310980,305520,300060,294600,287400,280200,273000,265800,258600,252580,246560,240540,234520,228500,223240,217980,212720,207460,202200,196660,191120,185580,180040,174500,169120,163740,158360,152980,147600,143000,138400,133800,129200,124600]
["QV-SERIES","BD080L4S","DUAL - BITZER","448A/449A",48,"LOW","L",105,"BD080L4S-48-L-105",null,null,null,null,null,null,null,null,null,null,null,null,null,null,null,null,null,null,null,null,null,null,null,null,null,null,null,null,null,null,null,null,null,null,null,null,null,null,null,null,null,null,null,null,null,396100,388220,380340,372460,364580,356700,347960,339220,330480,321740,313000,304860,296720,288580,280440,272300,265640,258980,252320,245660,239000,232040,225080,218120,211160,204200,197900,191600,185300,179000,172700,166460,160220,153980,147740,141500]
["QV-SERIES","BP070M4S","PP - BITZER","448A/449A",48,"MEDIUM","M",90,"BP070M4S-48-M-90",862600,847640,832680,817720,802760,787800,774160,760520,746880,733240,719600,707440,695280,683120,670960,658800,647280,635760,624240,612720,601200,589880,578560,567240,555920,544600,534540,524480,514420,504360,494300,484240,474180,464120,454060,444000,434620,425240,415860,406480,397100,387720,378340,368960,359580,350200,342440,334680,326920,319160,311400,303640,295880,288120,280360,272600]
["QV-SERIES","BP060M4S","PP - BITZER","448A/449A",48,"MEDIUM","M",95,"BP060M4S-48-M-95",634000,623480,612960,602440,591920,581400,571200,561000,550800,540600,530400,521680,512960,504240,495520,486800,478480,470160,461840,453520,445200,437480,429760,422040,414320,406600,399000,391400,383800,376200,368600,361000,353400,345800,338200,330600,323620,316640,309660,302680,295700,288720,281740,274760,267780,260800,254880,248960,243040,237120,231200,225280,219360,213440,207520,201600]
["QV-SERIES","BP060M4S","PP - BITZER","448A/449A",48,"MEDIUM","M",100,"BP060M4S-48-M-100",null,null,null,null,null,558000,548120,538240,528360,518480,508600,500360,492120,483880,475640,467400,459200,451000,442800,434600,426400,418760,411120,403480,395840,388200,380820,373440,366060,358680,351300,343920,336540,329160,321780,314400,307680,300960,294240,287520,280800,274080,267360,260640,253920,247200,241640,236080,230520,224960,219400,213840,208280,202720,197160,191600]
["QV-SERIES","BP080M4S","PP - BITZER","448A/449A",48,"MEDIUM","M",100,"BP080M4S-48-M-100",null,null,null,null,null,806600,791880,777160,762440,747720,733000,721640,710280,698920,687560,676200,664240,652280,640320,628360,616400,605040,593680,582320,570960,559600,549340,539080,528820,518560,508300,498040,487780,477520,467260,457000,447340,437680,428020,418360,408700,399040,389380,379720,370060,360400,352240,344080,335920,327760,319600,311440,303280,295120,286960,278800]
["QV-SERIES","BP080M4S","PP - BITZER","448A/449A",48,"MEDIUM","M",105,"BP080M4S-48-M-105",null,null,null,null,null,null,null,null,null,null,701600,690480,679360,668240,657120,646000,634620,623240,611860,600480,589100,578360,567620,556880,546140,535400,525160,514920,504680,494440,484200,473960,463720,453480,443240,433000,423730,414460,405190,395920,386650,377380,368110,358840,349570,340300,332480,324660,316840,309020,301200,293380,285560,277740,269920,262100]
["QV-SERIES","BP060M4S","PP - BITZER","448A/449A",48,"MEDIUM","M",110,"BP060M4S-48-M-110",null,null,null,null,null,null,null,null,null,null,464600,457000,449400,441800,434200,426600,418800,411000,403200,395400,387600,380480,373360,366240,359120,352000,344920,337840,330760,323680,316600,309520,302440,295360,288280,281200,275060,268920,262780,256640,250500,244360,238220,232080,225940,219800,214600,209400,204200,199000,193800,188600,183400,178200,173000,167800]
["QV-SERIES","BP044L4S","PP - BITZER","448A/449A",48,"LOW","L",95,"BP044L4S-48-L-95",null,null,null,null,null,null,null,null,null,null,null,null,null,null,null,null,null,null,null,null,null,null,null,null,null,null,null,null,null,null,null,null,null,null,null,null,null,null,null,null,null,null,null,null,null,244800,239920,235040,230160,225280,220400,215360,210320,205280,200240,195200,190640,186080,181520,176960,172400,168160,163920,159680,155440,151200,147000,142800,138600,134400,130200,126320,122440,118560,114680,110800,107480,104160,100840,97520,94200,90480,86760,83040,79320,75600]
["QV-SERIES","BP054L4S","PP - BITZER","448A/449A",48,"LOW","L",95,"BP054L4S-48-L-95",null,null,null,null,null,null,null,null,null,null,null,null,null,null,null,null,null,null,null,null,null,null,null,null,null,null,null,null,null,null,null,null,null,null,null,null,null,null,null,null,null,null,null,null,null,294800,288960,283120,277280,271440,265600,259400,253200,247000,240800,234600,228920,223240,217560,211880,206200,201280,196360,191440,186520,181600,176400,171200,166000,160800,155600,150920,146240,141560,136880,132200,128120,124040,119960,115880,111800,106880,101960,97040,92120,87200]
["QV-SERIES","BP060L4S","PP - BITZER","448A/449A",48,"LOW","L",100,"BP060L4S-48-L-100",null,null,null,null,null,null,null,null,null,null,null,null,null,null,null,null,null,null,null,null,null,null,null,null,null,null,null,null,null,null,null,null,null,null,null,null,null,null,null,null,null,null,null,null,null,340400,334720,329040,323360,317680,312000,304520,297040,289560,282080,274600,268400,262200,256000,249800,243600,238160,232720,227280,221840,216400,210640,204880,199120,193360,187600,181880,176160,170440,164720,159000,154520,150040,145560,141080,136600]
["QV-SERIES","BP044L4S","PP - BITZER","448A/449A",48,"LOW","L",110,"BP044L4S-48-L-110",null,null,null,null,null,null,null,null,null,null,null,null,null,null,null,null,null,null,null,null,null,null,null,null,null,null,null,null,null,null,null,null,null,null,null,null,null,null,null,null,null,null,null,null,null,208600,204320,200040,195760,191480,187200,182600,178000,173400,168800,164200,160120,156040,151960,147880,143800,140040,136280,132520,128760,125000,121280,117560,113840,110120,106400,102960,99520,96080,92640,89200,85640,82080,78520,74960,71400]
["QV-SERIES","DV015M4S","SINGLE - DISCUS","448A/449A",48,"MEDIUM","M",90,"DV015M4S-48-M-90",199900,196860,193820,190780,187740,184700,181660,178620,175580,172540,169500,166920,164340,161760,159180,156600,154060,151520,148980,146440,143900,141480,139060,136640,134220,131800,129340,126880,124420,121960,119500,117040,114580,112120,109660,107200,104850,102500,100150,97800,95450,93100,90750,88400,86050,83700,81650,79600,77550,75500,73450,71400,69350,67300,65250,63200]
["QV-SERIES","DV030M4S","SINGLE - DISCUS","448A/449A",48,"MEDIUM","M",90,"DV030M4S-48-M-90",333200,328140,323080,318020,312960,307900,302920,297940,292960,287980,283000,278660,274320,269980,265640,261300,257060,252820,248580,244340,240100,236100,232100,228100,224100,220100,216030,211960,207890,203820,199750,195680,191610,187540,183470,179400,175300,171200,167100,163000,158900,154800,150700,146600,142500,138400,134650,130900,127150,123400,119650,115900,112150,108400,104650,100900]
["QV-SERIES","DV020M4S","SINGLE - DISCUS","448A/449A",48,"MEDIUM","M",95,"DV020M4S-48-M-95",251700,247500,243300,239100,234900,230700,226500,222300,218100,213900,209700,206320,202940,199560,196180,192800,189540,186280,183020,179760,176500,173440,170380,167320,164260,161200,158210,155220,152230,149240,146250,143260,140270,137280,134290,131300,128510,125720,122930,120140,117350,114560,111770,108980,106190,103400,100990,98580,96170,93760,91350,88940,86530,84120,81710,79300]
["QV-SERIES","DV015M4S","SINGLE - DISCUS","448A/449A",48,"MEDIUM","M",100,"DV015M4S-48-M-100",null,null,null,null,null,171100,168300,165500,162700,159900,157100,154700,152300,149900,147500,145100,142740,140380,138020,135660,133300,131020,128740,126460,124180,121900,119460,117020,114580,112140,109700,107260,104820,102380,99940,97500,95360,93220,91080,88940,86800,84660,82520,80380,78240,76100,74110,72120,70130,68140,66150,64160,62170,60180,58190,56200]
["QV-SERIES","DV040M4S","SINGLE - DISCUS","448A/449A",48,"MEDIUM","M",100,"DV040M4S-48-M-100",null,null,null,null,null,412300,405720,399140,392560,385980,379400,373920,368440,362960,357480,352000,346220,340440,334660,328880,323100,317420,311740,306060,300380,294700,289170,283640,278110,272580,267050,261520,255990,250460,244930,239400,234070,228740,223410,218080,212750,207420,202090,196760,191430,186100,181760,177420,173080,168740,164400,160060,155720,151380,147040,142700]
["QV-SERIES","DV050M4S","SINGLE - DISCUS","448A/449A",48,"MEDIUM","M",100,"DV050M4S-48-M-100",null,null,null,null,null,483600,476300,469000,461700,454400,447100,440600,434100,427600,421100,414600,408160,401720,395280,388840,382400,376080,369760,363440,357120,350800,344080,337360,330640,323920,317200,310480,303760,297040,290320,283600,277410,271220,265030,258840,252650,246460,240270,234080,227890,221700,216230,210760,205290,199820,194350,188880,183410,177940,172470,167000]
["QV-SERIES","DV015M4S","SINGLE - DISCUS","448A/449A",48,"MEDIUM","M",110,"DV015M4S-48-M-110",null,null,null,null,null,null,null,null,null,null,144900,142660,140420,138180,135940,133700,131520,129340,127160,124980,122800,120660,118520,116380,114240,112100,109890,107680,105470,103260,101050,98840,96630,94420,92210,90000,87840,85680,83520,81360,79200,77040,74880,72720,70560,68400,66540,64680,62820,60960,59100,57240,55380,53520,51660,49800]
["QV-SERIES","DV030M4S","SINGLE - DISCUS","448A/449A",48,"MEDIUM","M",110,"DV030M4S-48-M-110",null,null,null,null,null,null,null,null,null,null,236300,232560,228820,225080,221340,217600,214020,210440,206860,203280,199700,196020,192340,188660,184980,181300,177780,174260,170740,167220,163700,160180,156660,153140,149620,146100,142620,139140,135660,132180,128700,125220,121740,118260,114780,111300,108060,104820,101580,98340,95100,91860,88620,85380,82140,78900]
["QV-SERIES","DV040M4S","SINGLE - DISCUS","448A/449A",48,"MEDIUM","M",110,"DV040M4S-48-M-110",null,null,null,null,null,null,null,null,null,null,352800,347480,342160,336840,331520,326200,320880,315560,310240,304920,299600,294580,289560,284540,279520,274500,269110,263720,258330,252940,247550,242160,236770,231380,225990,220600,215550,210500,205450,200400,195350,190300,185250,180200,175150,170100,165850,161600,157350,153100,148850,144600,140350,136100,131850,127600]
["QV-SERIES","DV040L4S","SINGLE - DISCUS","448A/449A",48,"LOW","L",90,"DV040L4S-48-L-90",null,null,null,null,null,null,null,null,null,null,null,null,null,null,null,null,null,null,null,null,null,null,null,null,null,null,null,null,null,null,null,null,null,null,null,null,null,null,null,null,null,null,null,null,null,219400,215660,211920,208180,204440,200700,196460,192220,187980,183740,179500,175440,171380,167320,163260,159200,155500,151800,148100,144400,140700,137000,133300,129600,125900,122200,118760,115320,111880,108440,105000,101280,97560,93840,90120,86400,83280,80160,77040,73920,70800]
["QV-SERIES","DV022L4S","SINGLE - DISCUS","448A/449A",48,"LOW","L",100,"DV022L4S-48-L-100",null,null,null,null,null,null,null,null,null,null,null,null,null,null,null,null,null,null,null,null,null,null,null,null,null,null,null,null,null,null,null,null,null,null,null,null,null,null,null,null,null,null,null,null,null,120400,117880,115360,112840,110320,107800,105300,102800,100300,97800,95300,93000,90700,88400,86100,83800,81820,79840,77860,75880,73900,72000,70100,68200,66300,64400,62240,60080,57920,55760,53600,51640,49680,47720,45760,43800,41980,40160,38340,36520,34700]
["QV-SERIES","DV022L4S","SINGLE - DISCUS","448A/449A",48,"LOW","L",105,"DV022L4S-48-L-105",null,null,null,null,null,null,null,null,null,null,null,null,null,null,null,null,null,null,null,null,null,null,null,null,null,null,null,null,null,null,null,null,null,null,null,null,null,null,null,null,null,null,null,null,null,114950,112510,110070,107630,105190,102750,100310,97870,95430,92990,90550,88330,86110,83890,81670,79450,77460,75470,73480,71490,69500,67520,65540,63560,61580,59600,57550,55500,53450,51400,49350,47530,45710,43890,42070,40250,38250,36250,34250,32250,30250]
["QV-SERIES","DV040L4S","SINGLE - DISCUS","448A/449A",48,"LOW","L",110,"DV040L4S-48-L-110",null,null,null,null,null,null,null,null,null,null,null,null,null,null,null,null,null,null,null,null,null,null,null,null,null,null,null,null,null,null,null,null,null,null,null,null,null,null,null,null,null,null,null,null,null,188500,184980,181460,177940,174420,170900,166920,162940,158960,154980,151000,147180,143360,139540,135720,131900,128180,124460,120740,117020,113300,109600,105900,102200,98500,94800,91300,87800,84300,80800,77300,73600,69900,66200,62500,58800,55440,52080,48720,45360,42000]
["QV-SERIES","DD050M4S","DUAL - DISCUS","448A/449A",48,"MEDIUM","M",90,"DD050M4S-48-M-90",564000,554880,545760,536640,527520,518400,509360,500320,491280,482240,473200,465440,457680,449920,442160,434400,427120,419840,412560,405280,398000,391200,384400,377600,370800,364000,357320,350640,343960,337280,330600,323920,317240,310560,303880,297200,290940,284680,278420,272160,265900,259640,253380,247120,240860,234600,229200,223800,218400,213000,207600,202200,196800,191400,186000,180600]
["QV-SERIES","DD100M4S","DUAL - DISCUS","448A/449A",48,"MEDIUM","M",90,"DD100M4S-48-M-90",1118200,1102280,1086360,1070440,1054520,1038600,1022400,1006200,990000,973800,957600,943960,930320,916680,903040,889400,875560,861720,847880,834040,820200,807000,793800,780600,767400,754200,740380,726560,712740,698920,685100,671280,657460,643640,629820,616000,602680,589360,576040,562720,549400,536080,522760,509440,496120,482800,471580,460360,449140,437920,426700,415480,404260,393040,381820,370600]
["QV-SERIES","DD070M4S","DUAL - DISCUS","448A/449A",48,"MEDIUM","M",95,"DD070M4S-48-M-95",794200,782480,770760,759040,747320,735600,724120,712640,701160,689680,678200,667760,657320,646880,636440,626000,615680,605360,595040,584720,574400,564720,555040,545360,535680,526000,515920,505840,495760,485680,475600,465520,455440,445360,435280,425200,415860,406520,397180,387840,378500,369160,359820,350480,341140,331800,324060,316320,308580,300840,293100,285360,277620,269880,262140,254400]
["QV-SERIES","DD050M4S","DUAL - DISCUS","448A/449A",48,"MEDIUM","M",100,"DD050M4S-48-M-100",null,null,null,null,null,480400,471680,462960,454240,445520,436800,429760,422720,415680,408640,401600,394760,387920,381080,374240,367400,361040,354680,348320,341960,335600,329020,322440,315860,309280,302700,296120,289540,282960,276380,269800,264220,258640,253060,247480,241900,236320,230740,225160,219580,214000,208980,203960,198940,193920,188900,183880,178860,173840,168820,163800]
["QV-SERIES","DD070M4S","DUAL - DISCUS","448A/449A",48,"MEDIUM","M",100,"DD070M4S-48-M-100",null,null,null,null,null,709800,698600,687400,676200,665000,653800,643840,633880,623920,613960,604000,594080,584160,574240,564320,554400,545040,535680,526320,516960,507600,497880,488160,478440,468720,459000,449280,439560,429840,420120,410400,401220,392040,382860,373680,364500,355320,346140,336960,327780,318600,310900,303200,295500,287800,280100,272400,264700,257000,249300,241600]
["QV-SERIES","DD050M4S","DUAL - DISCUS","448A/449A",48,"MEDIUM","M",105,"DD050M4S-48-M-105",null,null,null,null,null,null,null,null,null,null,419100,412300,405500,398700,391900,385100,378480,371860,365240,358620,352000,345720,339440,333160,326880,320600,314450,308300,302150,296000,289850,283700,277550,271400,265250,259100,253540,247980,242420,236860,231300,225740,220180,214620,209060,203500,198620,193740,188860,183980,179100,174220,169340,164460,159580,154700]
["QV-SERIES","DD050M4S","DUAL - DISCUS","448A/449A",48,"MEDIUM","M",110,"DD050M4S-48-M-110",null,null,null,null,null,null,null,null,null,null,401400,394840,388280,381720,375160,368600,362200,355800,349400,343000,336600,330400,324200,318000,311800,305600,299880,294160,288440,282720,277000,271280,265560,259840,254120,248400,242860,237320,231780,226240,220700,215160,209620,204080,198540,193000,188260,183520,178780,174040,169300,164560,159820,155080,150340,145600]
["QV-SERIES","DD100M4S","DUAL - DISCUS","448A/449A",48,"MEDIUM","M",110,"DD100M4S-48-M-110",null,null,null,null,null,null,null,null,null,null,828200,816280,804360,792440,780520,768600,756560,744520,732480,720440,708400,696480,684560,672640,660720,648800,636260,623720,611180,598640,586100,573560,561020,548480,535940,523400,511280,499160,487040,474920,462800,450680,438560,426440,414320,402200,391740,381280,370820,360360,349900,339440,328980,318520,308060,297600]
["QV-SERIES","DD044L4S","DUAL - DISCUS","448A/449A",48,"LOW","L",90,"DD044L4S-48-L-90",null,null,null,null,null,null,null,null,null,null,null,null,null,null,null,null,null,null,null,null,null,null,null,null,null,null,null,null,null,null,null,null,null,null,null,null,null,null,null,null,null,null,null,null,null,261600,256400,251200,246000,240800,235600,230360,225120,219880,214640,209400,204800,200200,195600,191000,186400,182160,177920,173680,169440,165200,160880,156560,152240,147920,143600,139560,135520,131480,127440,123400,119600,115800,112000,108200,104400,100360,96320,92280,88240,84200]
["QV-SERIES","DD060L4S","DUAL - DISCUS","448A/449A",48,"LOW","L",95,"DD060L4S-48-L-95",null,null,null,null,null,null,null,null,null,null,null,null,null,null,null,null,null,null,null,null,null,null,null,null,null,null,null,null,null,null,null,null,null,null,null,null,null,null,null,null,null,null,null,null,null,343400,336880,330360,323840,317320,310800,303960,297120,290280,283440,276600,270240,263880,257520,251160,244800,239240,233680,228120,222560,217000,211120,205240,199360,193480,187600,181920,176240,170560,164880,159200,153440,147680,141920,136160,130400,124320,118240,112160,106080,100000]
["QV-SERIES","DD080L4S","DUAL - DISCUS","448A/449A",48,"LOW","L",100,"DD080L4S-48-L-100",null,null,null,null,null,null,null,null,null,null,null,null,null,null,null,null,null,null,null,null,null,null,null,null,null,null,null,null,null,null,null,null,null,null,null,null,null,null,null,null,null,null,null,null,null,408200,400240,392280,384320,376360,368400,361120,353840,346560,339280,332000,324000,316000,308000,300000,292000,284680,277360,270040,262720,255400,248080,240760,233440,226120,218800,211800,204800,197800,190800,183800,175000,166200,157400,148600,139800,133680,127560,121440,115320,109200]
["QV-SERIES","DD060L4S","DUAL - DISCUS","448A/449A",48,"LOW","L",105,"DD060L4S-48-L-105",null,null,null,null,null,null,null,null,null,null,null,null,null,null,null,null,null,null,null,null,null,null,null,null,null,null,null,null,null,null,null,null,null,null,null,null,null,null,null,null,null,null,null,null,null,310700,304260,297820,291380,284940,278500,272380,266260,260140,254020,247900,241900,235900,229900,223900,217900,212400,206900,201400,195900,190400,184620,178840,173060,167280,161500,155780,150060,144340,138620,132900,127680,122460,117240,112020,106800,101900,97000,92100,87200,82300]
["QV-SERIES","DD060L4S","DUAL - DISCUS","448A/449A",48,"LOW","L",110,"DD060L4S-48-L-110",null,null,null,null,null,null,null,null,null,null,null,null,null,null,null,null,null,null,null,null,null,null,null,null,null,null,null,null,null,null,null,null,null,null,null,null,null,null,null,null,null,null,null,null,null,294600,288680,282760,276840,270920,265000,258680,252360,246040,239720,233400,227600,221800,216000,210200,204400,198920,193440,187960,182480,177000,171280,165560,159840,154120,148400,142560,136720,130880,125040,119200,114160,109120,104080,99040,94000,89840,85680,81520,77360,73200]
["QV-SERIES","DP080M4S","PP - DISCUS","448A/449A",48,"MEDIUM","M",90,"DP080M4S-48-M-90",953200,939480,925760,912040,898320,884600,870520,856440,842360,828280,814200,801920,789640,777360,765080,752800,740840,728880,716920,704960,693000,680720,668440,656160,643880,631600,620000,608400,596800,585200,573600,562000,550400,538800,527200,515600,504380,493160,481940,470720,459500,448280,437060,425840,414620,403400,394200,385000,375800,366600,357400,348200,339000,329800,320600,311400]
["QV-SERIES","DP080M4S","PP - DISCUS","448A/449A",48,"MEDIUM","M",95,"DP080M4S-48-M-95",922800,909760,896720,883680,870640,857600,843880,830160,816440,802720,789000,777560,766120,754680,743240,731800,719800,707800,695800,683800,671800,659880,647960,636040,624120,612200,600880,589560,578240,566920,555600,544280,532960,521640,510320,499000,488040,477080,466120,455160,444200,433240,422280,411320,400360,389400,380600,371800,363000,354200,345400,336600,327800,319000,310200,301400]
["QV-SERIES","DP100M4S","PP - DISCUS","448A/449A",48,"MEDIUM","M",100,"DP100M4S-48-M-100",null,null,null,null,null,967200,952600,938000,923400,908800,894200,881200,868200,855200,842200,829200,816320,803440,790560,777680,764800,752160,739520,726880,714240,701600,688160,674720,661280,647840,634400,620960,607520,594080,580640,567200,554820,542440,530060,517680,505300,492920,480540,468160,455780,443400,432460,421520,410580,399640,388700,377760,366820,355880,344940,334000]
["QV-SERIES","DP080M4S","PP - DISCUS","448A/449A",48,"MEDIUM","M",105,"DP080M4S-48-M-105",null,null,null,null,null,null,null,null,null,null,732200,721400,710600,699800,689000,678200,667100,656000,644900,633800,622700,612000,601300,590600,579900,569200,558280,547360,536440,525520,514600,503680,492760,481840,470920,460000,449620,439240,428860,418480,408100,397720,387340,376960,366580,356200,347610,339020,330430,321840,313250,304660,296070,287480,278890,270300]
["QV-SERIES","DP060M4S","PP - DISCUS","448A/449A",48,"MEDIUM","M",110,"DP060M4S-48-M-110",null,null,null,null,null,null,null,null,null,null,472600,465120,457640,450160,442680,435200,428040,420880,413720,406560,399400,392040,384680,377320,369960,362600,355560,348520,341480,334440,327400,320360,313320,306280,299240,292200,285240,278280,271320,264360,257400,250440,243480,236520,229560,222600,216120,209640,203160,196680,190200,183720,177240,170760,164280,157800]
["QV-SERIES","DP054L4S","PP - DISCUS","448A/449A",48,"LOW","L",90,"DP054L4S-48-L-90",null,null,null,null,null,null,null,null,null,null,null,null,null,null,null,null,null,null,null,null,null,null,null,null,null,null,null,null,null,null,null,null,null,null,null,null,null,null,null,null,null,null,null,null,null,307400,301520,295640,289760,283880,278000,271920,265840,259760,253680,247600,242080,236560,231040,225520,220000,214920,209840,204760,199680,194600,189400,184200,179000,173800,168600,163720,158840,153960,149080,144200,139560,134920,130280,125640,121000,116720,112440,108160,103880,99600]
["QV-SERIES","DP080L4S","PP - DISCUS","448A/449A",48,"LOW","L",95,"DP080L4S-48-L-95",null,null,null,null,null,null,null,null,null,null,null,null,null,null,null,null,null,null,null,null,null,null,null,null,null,null,null,null,null,null,null,null,null,null,null,null,null,null,null,null,null,null,null,null,null,424000,416640,409280,401920,394560,387200,378920,370640,362360,354080,345800,338040,330280,322520,314760,307000,299440,291880,284320,276760,269200,261680,254160,246640,239120,231600,224840,218080,211320,204560,197800,189960,182120,174280,166440,158600,152800,147000,141200,135400,129600]
["QV-SERIES","DP044L4S","PP - DISCUS","448A/449A",48,"LOW","L",100,"DP044L4S-48-L-100",null,null,null,null,null,null,null,null,null,null,null,null,null,null,null,null,null,null,null,null,null,null,null,null,null,null,null,null,null,null,null,null,null,null,null,null,null,null,null,null,null,null,null,null,null,240800,235760,230720,225680,220640,215600,210600,205600,200600,195600,190600,186000,181400,176800,172200,167600,163640,159680,155720,151760,147800,144000,140200,136400,132600,128800,124480,120160,115840,111520,107200,103280,99360,95440,91520,87600,83960,80320,76680,73040,69400]
["QV-SERIES","DP054L4S","PP - DISCUS","448A/449A",48,"LOW","L",105,"DP054L4S-48-L-105",null,null,null,null,null,null,null,null,null,null,null,null,null,null,null,null,null,null,null,null,null,null,null,null,null,null,null,null,null,null,null,null,null,null,null,null,null,null,null,null,null,null,null,null,null,267600,262180,256760,251340,245920,240500,234900,229300,223700,218100,212500,207380,202260,197140,192020,186900,182060,177220,172380,167540,162700,157740,152780,147820,142860,137900,133040,128180,123320,118460,113600,109140,104680,100220,95760,91300,86880,82460,78040,73620,69200]
["QV-SERIES","DP044L4S","PP - DISCUS","448A/449A",48,"LOW","L",110,"DP044L4S-48-L-110",null,null,null,null,null,null,null,null,null,null,null,null,null,null,null,null,null,null,null,null,null,null,null,null,null,null,null,null,null,null,null,null,null,null,null,null,null,null,null,null,null,null,null,null,null,219000,214280,209560,204840,200120,195400,190640,185880,181120,176360,171600,167320,163040,158760,154480,150200,146200,142200,138200,134200,130200,126080,121960,117840,113720,109600,105720,101840,97960,94080,90200,86840,83480,80120,76760,73400,69040,64680,60320,55960,51600]
["MINI-CON","O250L4S","SCROLL","407A","7A","LOW","L",90,"O250L4S-7A-L-90",null,null,null,null,null,null,null,null,null,null,null,null,null,null,null,null,null,null,null,null,null,null,null,null,null,null,null,null,null,null,null,null,null,null,null,null,null,null,null,null,null,null,null,null,null,12820,12546,12272,11998,11724,11450,11194,10938,10682,10426,10170,9934,9698,9462,9226,8990,8772,8554,8336,8118,7900,7702,7504,7306,7108,6910,6728,6546,6364,6182,6000,5847,5694,5541,5388,5235,5082,4929,4776,4623,4470]
["MINI-CON","O350L4S","SCROLL","407A","7A","LOW","L",90,"O350L4S-7A-L-90",null,null,null,null,null,null,null,null,null,null,null,null,null,null,null,null,null,null,null,null,null,null,null,null,null,null,null,null,null,null,null,null,null,null,null,null,null,null,null,null,null,null,null,null,null,17510,17184,16858,16532,16206,15880,15546,15212,14878,14544,14210,13880,13550,13220,12890,12560,12246,11932,11618,11304,10990,10698,10406,10114,9822,9530,9276,9022,8768,8514,8260,8075,7890,7705,7520,7335,7150,6965,6780,6595,6410]
["MINI-CON","O130L4S","SCROLL","407A","7A","LOW","L",95,"O130L4S-7A-L-95",null,null,null,null,null,null,null,null,null,null,null,null,null,null,null,null,null,null,null,null,null,null,null,null,null,null,null,null,null,null,null,null,null,null,null,null,null,null,null,null,null,null,null,null,null,5640,5494,5348,5202,5056,4910,4780,4650,4520,4390,4260,4146,4032,3918,3804,3690,3588,3486,3384,3282,3180,3094,3008,2922,2836,2750,2678,2606,2534,2462,2390,2340,2289,2239,2188,2138,2087,2037,1986,1936,1885]
["MINI-CON","O350L4S","SCROLL","407A","7A","LOW","L",95,"O350L4S-7A-L-95",null,null,null,null,null,null,null,null,null,null,null,null,null,null,null,null,null,null,null,null,null,null,null,null,null,null,null,null,null,null,null,null,null,null,null,null,null,null,null,null,null,null,null,null,null,16920,16608,16296,15984,15672,15360,15038,14716,14394,14072,13750,13432,13114,12796,12478,12160,11854,11548,11242,10936,10630,10348,10066,9784,9502,9220,8972,8724,8476,8228,7980,7799,7618,7437,7256,7075,6894,6713,6532,6351,6170]
["MINI-CON","O100L4S","SCROLL","407A","7A","LOW","L",100,"O100L4S-7A-L-100",null,null,null,null,null,null,null,null,null,null,null,null,null,null,null,null,null,null,null,null,null,null,null,null,null,null,null,null,null,null,null,null,null,null,null,null,null,null,null,null,null,null,null,null,null,3840,3750,3660,3570,3480,3390,3312,3234,3156,3078,3000,2932,2864,2796,2728,2660,2600,2540,2480,2420,2360,2306,2252,2198,2144,2090,2043,1996,1949,1902,1855,1814,1772,1731,1689,1648,1606,1565,1523,1482,1440]
["MINI-CON","O230L4S","SCROLL","407A","7A","LOW","L",100,"O230L4S-7A-L-100",null,null,null,null,null,null,null,null,null,null,null,null,null,null,null,null,null,null,null,null,null,null,null,null,null,null,null,null,null,null,null,null,null,null,null,null,null,null,null,null,null,null,null,null,null,9930,9698,9466,9234,9002,8770,8562,8354,8146,7938,7730,7546,7362,7178,6994,6810,6644,6478,6312,6146,5980,5830,5680,5530,5380,5230,5090,4950,4810,4670,4530,4399,4268,4137,4006,3875,3744,3613,3482,3351,3220]
["MINI-CON","O100L4S","SCROLL","407A","7A","LOW","L",105,"O100L4S-7A-L-105",null,null,null,null,null,null,null,null,null,null,null,null,null,null,null,null,null,null,null,null,null,null,null,null,null,null,null,null,null,null,null,null,null,null,null,null,null,null,null,null,null,null,null,null,null,3690,3605,3520,3435,3350,3265,3191,3117,3043,2969,2895,2831,2767,2703,2639,2575,2517,2459,2401,2343,2285,2234,2183,2132,2081,2030,1985,1939,1894,1848,1803,1762,1720,1679,1638,1597,1555,1514,1473,1432,1390]
["MINI-CON","O250L4S","SCROLL","407A","7A","LOW","L",105,"O250L4S-7A-L-105",null,null,null,null,null,null,null,null,null,null,null,null,null,null,null,null,null,null,null,null,null,null,null,null,null,null,null,null,null,null,null,null,null,null,null,null,null,null,null,null,null,null,null,null,null,11475,11230,10985,10740,10495,10250,10020,9790,9560,9330,9100,8888,8676,8464,8252,8040,7844,7648,7452,7256,7060,6880,6700,6520,6340,6160,5997,5834,5671,5508,5345,5206,5066,4927,4787,4648,4508,4369,4229,4090,3950]
["MINI-CON","O600L4S","SCROLL","407A","7A","LOW","L",105,"O600L4S-7A-L-105",null,null,null,null,null,null,null,null,null,null,null,null,null,null,null,null,null,null,null,null,null,null,null,null,null,null,null,null,null,null,null,null,null,null,null,null,null,null,null,null,null,null,null,null,null,27590,26978,26366,25754,25142,24530,23957,23384,22811,22238,21665,21135,20605,20075,19545,19015,18534,18053,17572,17091,16610,16185,15760,15335,14910,14485,14124,13763,13402,13041,12680,12421,12162,11903,11644,11385,11126,10867,10608,10349,10090]
["MINI-CON","O250L4S","SCROLL","407A","7A","LOW","L",110,"O250L4S-7A-L-110",null,null,null,null,null,null,null,null,null,null,null,null,null,null,null,null,null,null,null,null,null,null,null,null,null,null,null,null,null,null,null,null,null,null,null,null,null,null,null,null,null,null,null,null,null,11010,10776,10542,10308,10074,9840,9618,9396,9174,8952,8730,8526,8322,8118,7914,7710,7522,7334,7146,6958,6770,6596,6422,6248,6074,5900,5744,5588,5432,5276,5120,4985,4850,4715,4580,4445,4310,4175,4040,3905,3770]
["MINI-CON","O350L4S","SCROLL","407A","7A","LOW","L",110,"O350L4S-7A-L-110",null,null,null,null,null,null,null,null,null,null,null,null,null,null,null,null,null,null,null,null,null,null,null,null,null,null,null,null,null,null,null,null,null,null,null,null,null,null,null,null,null,null,null,null,null,15130,14856,14582,14308,14034,13760,13478,13196,12914,12632,12350,12068,11786,11504,11222,10940,10668,10396,10124,9852,9580,9326,9072,8818,8564,8310,8082,7854,7626,7398,7170,7001,6832,6663,6494,6325,6156,5987,5818,5649,5480]
["MINI-CON","O080M4S","SCROLL","407A","7A","MEDIUM","M",90,"O080M4S-7A-M-90",12640,12400,12160,11920,11680,11440,11200,10960,10720,10480,10240,10030,9820,9610,9400,9190,8996,8802,8608,8414,8220,8042,7864,7686,7508,7330,7184,7038,6892,6746,6600,6454,6308,6162,6016,5870,5724,5578,5432,5286,5140,4994,4848,4702,4556,4410]
["MINI-CON","O130E4S","SCROLL","407A","7A","EXT. MEDIUM","EM",90,"O130E4S-7A-EM-90",16150,15847,15544,15241,14938,14635,14332,14029,13726,13423,13120,12826,12532,12238,11944,11650,11438,11226,11014,10802,10590,10394,10198,10002,9806,9610,9449,9287,9126,8964,8803,8641,8480,8318,8157,7995,7834,7672,7511,7349,7188,7026,6865,6703,6542,6380,6244,6108,5972,5836,5700,5574,8490,7350,6210,5070]
["MINI-CON","O280E4S","SCROLL","407A","7A","EXT. MEDIUM","EM",90,"O280E4S-7A-EM-90",36640,36000,35360,34710,34070,33430,32790,32140,31500,30850,30210,29630,29060,28480,27910,27330,26780,26240,25690,25150,24600,24110,23620,23120,22630,22140,21740,21340,20930,20530,20130,19730,19320,18920,18510,18110,17710,17310,16900,16500,16100,15700,15290,14890,14480,14080,13760,13440,13110,12790,12470,12180,11880,11590,11290,11000,null,null,null,null,null,null,null,null,null,"-"]
["MINI-CON","O500E4S","SCROLL","407A","7A","EXT. MEDIUM","EM",90,"O500E4S-7A-EM-90",62790,61778,60766,59754,58742,57730,56718,55706,54694,53682,52670,51916,51162,50408,49654,48900,47960,47020,46080,45140,44200,43300,42400,41500,40600,39700,38996,38292,37588,36884,36180,35476,34772,34068,33364,32660,31956,31252,30548,29844,29140,28436,27732,27028,26324,25620,25088,24556,24024,23492,22960,22454,34206,29614,25022,20430]
["MINI-CON","O150E4S","SCROLL","407A","7A","EXT. MEDIUM","EM",95,"O150E4S-7A-EM-95",19150,18790,18430,18070,17710,17350,16990,16630,16270,15910,15550,15254,14958,14662,14366,14070,13806,13542,13278,13014,12750,12508,12266,12024,11782,11540,11341,11142,10943,10744,10545,10346,10147,9948,9749,9550,9351,9152,8953,8754,8555,8356,8157,7958,7759,7560,7396,7232,7068,6904,6740,6586,10014,8666,7318,5970]
["MINI-CON","O300E4S","SCROLL","407A","7A","EXT. MEDIUM","EM",95,"O300E4S-7A-EM-95",39800,39060,38320,37580,36840,36100,35360,34620,33880,33140,32400,31830,31260,30690,30120,29550,28982,28414,27846,27278,26710,26190,25670,25150,24630,24110,23690,23269,22849,22428,22008,21587,21167,20746,20326,19905,19485,19064,18644,18223,17803,17382,16962,16541,16121,15700,15358,15016,14674,14332,13990,13668,20774,17976,15178,12380]
["MINI-CON","O450E4S","SCROLL","407A","7A","EXT. MEDIUM","EM",95,"O450E4S-7A-EM-95",56700,55640,54580,53520,52460,51400,50340,49280,48220,47160,46100,45250,44400,43550,42700,41850,41048,40246,39444,38642,37840,37102,36364,35626,34888,34150,33555,32959,32364,31768,31173,30577,29982,29386,28791,28195,27600,27004,26409,25813,25218,24622,24027,23431,22836,22240,21754,21268,20782,20296,19810,19356,29426,25464,21502,17540]
["MINI-CON","O080M4S","SCROLL","407A","7A","MEDIUM","M",100,"O080M4S-7A-M-100",null,null,null,null,null,null,null,null,null,null,9540,9342,9144,8946,8748,8550,8368,8186,8004,7822,7640,7472,7304,7136,6968,6800,6659,6518,6377,6236,6095,5954,5813,5672,5531,5390,5249,5108,4967,4826,4685,4544,4403,4262,4121,3980]
["MINI-CON","O200E4S","SCROLL","407A","7A","EXT. MEDIUM","EM",100,"O200E4S-7A-EM-100",null,null,null,null,null,null,null,null,null,null,20460,20144,19828,19512,19196,18880,18520,18160,17800,17440,17080,16748,16416,16084,15752,15420,15153,14885,14618,14350,14083,13815,13548,13280,13013,12745,12478,12210,11943,11675,11408,11140,10873,10605,10338,10070,9850,9630,9410,9190,8970,8764,13322,11528,9734,7940]
["MINI-CON","O400E4S","SCROLL","407A","7A","EXT. MEDIUM","EM",100,"O400E4S-7A-EM-100",null,null,null,null,null,null,null,null,null,null,38270,37610,36950,36290,35630,34970,34308,33646,32984,32322,31660,31050,30440,29830,29220,28610,28115,27620,27125,26630,26135,25640,25145,24650,24155,23660,23165,22670,22175,21680,21185,20690,20195,19700,19205,18710,18302,17894,17486,17078,16670,16288,24762,21428,18094,14760]
["MINI-CON","O500E4S","SCROLL","407A","7A","EXT. MEDIUM","EM",100,"O500E4S-7A-EM-100",null,null,null,null,null,null,null,null,null,null,48300,47760,47220,46680,46140,45600,44700,43800,42900,42000,41100,40240,39380,38520,37660,36800,36168,35535,34903,34270,33638,33005,32373,31740,31108,30475,29843,29210,28578,27945,27313,26680,26048,25415,24783,24150,23644,23138,22632,22126,21620,21140,32192,27868,23544,19220]
["MINI-CON","O200E4S","SCROLL","407A","7A","EXT. MEDIUM","EM",105,"O200E4S-7A-EM-105",null,null,null,null,null,null,null,null,null,null,19105,18921,18737,18553,18369,18185,17837,17489,17141,16793,16445,16125,15805,15485,15165,14845,14587,14328,14070,13811,13553,13294,13036,12777,12519,12260,12002,11743,11485,11226,10968,10709,10451,10192,9934,9675]
["MINI-CON","O300E4S","SCROLL","407A","7A","EXT. MEDIUM","EM",105,"O300E4S-7A-EM-105",null,null,null,null,null,null,null,null,null,null,29000,28693,28386,28079,27772,27465,26933,26401,25869,25337,24805,24320,23835,23350,22865,22380,21987,21594,21201,20808,20415,20022,19629,19236,18843,18450,18057,17664,17271,16878,16485,16092,15699,15306,14913,14520]
["MINI-CON","O600E4S","SCROLL","407A","7A","EXT. MEDIUM","EM",105,"O600E4S-7A-EM-105",null,null,null,null,null,null,null,null,null,null,50930,50259,49588,48917,48246,47575,46875,46175,45475,44775,44075,43380,42685,41990,41295,40600,39945,39289,38634,37978,37323,36667,36012,35356,34701,34045,33390,32734,32079,31423,30768,30112,29457,28801,28146,27490]
["MINI-CON","O060M4S","SCROLL","407A","7A","MEDIUM","M",110,"O060M4S-7A-M-110",null,null,null,null,null,null,null,null,null,null,7230,7078,6926,6774,6622,6470,6328,6186,6044,5902,5760,5630,5500,5370,5240,5110,4998,4885,4773,4660,4548,4435,4323,4210,4098,3985,3873,3760,3648,3535,3423,3310,3198,3085,2973,2860]
["MINI-CON","O200E4S","SCROLL","407A","7A","EXT. MEDIUM","EM",110,"O200E4S-7A-EM-110",null,null,null,null,null,null,null,null,null,null,17750,17698,17646,17594,17542,17490,17154,16818,16482,16146,15810,15502,15194,14886,14578,14270,14021,13771,13522,13272,13023,12773,12524,12274,12025,11775,11526,11276,11027,10777,10528,10278,10029,9779,9530,9280]
["MINI-CON","O350E4S","SCROLL","407A","7A","EXT. MEDIUM","EM",110,"O350E4S-7A-EM-110",null,null,null,null,null,null,null,null,null,null,30270,30048,29826,29604,29382,29160,28598,28036,27474,26912,26350,25836,25322,24808,24294,23780,23363,22946,22529,22112,21695,21278,20861,20444,20027,19610,19193,18776,18359,17942,17525,17108,16691,16274,15857,15440]
["MINI-CON","H250E4S","HERMETIC","407A","7A","EXT. MEDIUM","EM",90,"H250E4S-7A-EM-90",null,null,null,null,null,null,null,null,null,null,null,null,null,null,null,17680,17282,16884,16486,16088,15690,15302,14914,14526,14138,13750,13400,13050,12700,12350,12000,11644,11288,10932,10576,10220,9898,9576,9254,8932,8610,8326,8042,7758,7474,7190]
["MINI-CON","H300E4S","HERMETIC","407A","7A","EXT. MEDIUM","EM",90,"H300E4S-7A-EM-90",null,null,null,null,null,null,null,null,null,null,null,null,null,null,null,23110,22576,22042,21508,20974,20440,19922,19404,18886,18368,17850,17364,16878,16392,15906,15420,14982,14544,14106,13668,13230,12816,12402,11988,11574,11160,10798,10436,10074,9712,9350]
["MINI-CON","H325E4S","HERMETIC","407A","7A","EXT. MEDIUM","EM",95,"H325E4S-7A-EM-95",null,null,null,null,null,null,null,null,null,null,null,null,null,null,null,29660,28944,28228,27512,26796,26080,25426,24772,24118,23464,22810,22158,21506,20854,20202,19550,18964,18378,17792,17206,16620,16072,15524,14976,14428,13880,13360,12840,12320,11800,11280]
["MINI-CON","H325E4S","HERMETIC","407A","7A","EXT. MEDIUM","EM",100,"H325E4S-7A-EM-100",null,null,null,null,null,null,null,null,null,null,null,null,null,null,null,28110,27414,26718,26022,25326,24630,24000,23370,22740,22110,21480,20838,20196,19554,18912,18270,17724,17178,16632,16086,15540,14998,14456,13914,13372,12830]
["MINI-CON","H325E4S","HERMETIC","407A","7A","EXT. MEDIUM","EM",105,"H325E4S-7A-EM-105",null,null,null,null,null,null,null,null,null,null,null,null,null,null,null,26540,25868,25196,24524,23852,23180,22579,21978,21377,20776,20175,19556,18937,18318,17699,17080,16541,16002,15463,14924,14385]
["MINI-CON","H300E4S","HERMETIC","407A","7A","EXT. MEDIUM","EM",110,"H300E4S-7A-EM-110",null,null,null,null,null,null,null,null,null,null,null,null,null,null,null,18370,17910,17450,16990,16530,16070,15624,15178,14732,14286,13840,13432,13024,12616,12208,11800,11434,11068,10702,10336,9970]
["NEXT-GEN II","BS04E4S","BITZER","407A","7A","EXT. MEDIUM","EM",90,"BS04E4S-7A-EM-90",null,null,null,null,null,60040,58895,57750,56605,55460,54315,53170,52025,50880,49735,48590,47562,46534,45506,44478,43450,42500,41550,40600,39650,38700,37927,37153,36380,35606,34833,34059,33286,32512,31739,30965,30192,29418,28645,27871,27098,26324,25551,24777,24004,23230,22620,22010,21400,20790,20180,19628,19076,18524,17972,17420,16945,16470,15995,15520,15045,14570,14095,13620,13145,12670]
["NEXT-GEN II","BS15E4S","BITZER","407A","7A","EXT. MEDIUM","EM",90,"BS15E4S-7A-EM-90",null,null,null,null,null,194560,190959,187358,183757,180156,176555,172954,169353,165752,162151,158550,155262,151974,148686,145398,142110,139052,135994,132936,129878,126820,124296,121772,119248,116724,114200,111676,109152,106628,104104,101580,99056,96532,94008,91484,88960,86436,83912,81388,78864,76340,74318,72296,70274,68252,66230,64382,62534,60686,58838,56990,55395,53800,52205,50610,49015,47420,45825,44230,42635,41040]
["NEXT-GEN II","BS06E4S","BITZER","407A","7A","EXT. MEDIUM","EM",95,"BS06E4S-7A-EM-95",null,null,null,null,null,81560,79957,78354,76751,75148,73545,71942,70339,68736,67133,65530,64100,62670,61240,59810,58380,57058,55736,54414,53092,51770,50707,49644,48581,47518,46455,45392,44329,43266,42203,41140,40077,39014,37951,36888,35825,34762,33699,32636,31573,30510,29678,28846,28014,27182,26350,25600,24850,24100,23350,22600,21961,21322,20683,20044,19405,18766,18127,17488,16849,16210]
["NEXT-GEN II","BS07E4S","BITZER","407A","7A","EXT. MEDIUM","EM",95,"BS07E4S-7A-EM-95",null,null,null,null,null,94510,92657,90804,88951,87098,85245,83392,81539,79686,77833,75980,74334,72688,71042,69396,67750,66228,64706,63184,61662,60140,58909,57677,56446,55214,53983,52751,51520,50288,49057,47825,46594,45362,44131,42899,41668,40436,39205,37973,36742,35510,34540,33570,32600,31630,30660,29788,28916,28044,27172,26300,25553,24806,24059,23312,22565,21818,21071,20324,19577,18830]
["NEXT-GEN II","BS15E4S","BITZER","407A","7A","EXT. MEDIUM","EM",95,"BS15E4S-7A-EM-95",null,null,null,null,null,187110,183588,180066,176544,173022,169500,165978,162456,158934,155412,151890,148704,145518,142332,139146,135960,132994,130028,127062,124096,121130,118688,116246,113804,111362,108920,106478,104036,101594,99152,96710,94268,91826,89384,86942,84500,82058,79616,77174,74732,72290,70342,68394,66446,64498,62550,60778,59006,57234,55462,53690,52159,50628,49097,47566,46035,44504,42973,41442,39911,38380]
["NEXT-GEN II","BS10E4S","BITZER","407A","7A","EXT. MEDIUM","EM",100,"BS10E4S-7A-EM-100",null,null,null,null,null,null,null,null,null,null,null,null,null,null,null,107550,105296,103042,100788,98534,96280,94174,92068,89962,87856,85750,84018,82285,80553,78820,77088,75355,73623,71890,70158,68425,66693,64960,63228,61495,59763,58030,56298,54565,52833,51100,49710,48320,46930,45540,44150,42886,41622,40358,39094,37830,36744,35658,34572,33486,32400,31314,30228,29142,28056,26970]
["NEXT-GEN II","BS05E4S","BITZER","407A","7A","EXT. MEDIUM","EM",105,"BS05E4S-7A-EM-105",null,null,null,null,null,null,null,null,null,null,null,null,null,null,null,46465,45447,44429,43411,42393,41375,40434,39493,38552,37611,36670,35909,35146,34385,33622,32861,32098,31337,30574,29813,29050,28289,27526,26765,26002,25241,24478,23717,22954,22193,21430,20835,20240,19645,19050,18455,17917,17379,16841,16303,15765]
["NEXT-GEN II","BS07E4S","BITZER","407A","7A","EXT. MEDIUM","EM",105,"BS07E4S-7A-EM-105",null,null,null,null,null,null,null,null,null,null,null,null,null,null,null,69490,67947,66404,64861,63318,61775,60349,58923,57497,56071,54645,53497,52348,51199,50050,48902,47753,46604,45455,44307,43158,42009,40860,39712,38563,37414,36265,35117,33968,32819,31670,30775,29880,28985,28090,27195,26390,25585,24780,23975,23170]
["NEXT-GEN II","BS03E4S","BITZER","407A","7A","EXT. MEDIUM","EM",110,"BS03E4S-7A-EM-110",null,null,null,null,null,null,null,null,null,null,null,null,null,null,null,33630,32862,32094,31326,30558,29790,29080,28370,27660,26950,26240,25675,25109,24544,23978,23413,22847,22282,21716,21151,20585,20020,19454,18889,18323,17758,17192,16627,16061,15496,14930,14492,14054,13616,13178,12740,12346,11952,11558,11164,10770]
["NEXT-GEN II","BS08E4S","BITZER","407A","7A","EXT. MEDIUM","EM",110,"BS08E4S-7A-EM-110",null,null,null,null,null,null,null,null,null,null,null,null,null,null,null,80190,78440,76690,74940,73190,71440,69820,68200,66580,64960,63340,62027,60714,59401,58088,56775,55462,54149,52836,51523,50210,48897,47584,46271,44958,43645,42332,41019,39706,38393,37080,36050,35020,33990,32960,31930,31008,30086,29164,28242,27320]
["NEXT-GEN II","BS05L4S","BITZER","407A","7A","LOW","L",90,"BS05L4S-7A-L-90",null,null,null,null,null,null,null,null,null,null,null,null,null,null,null,null,null,null,null,null,null,null,null,null,null,null,null,null,null,null,null,null,null,null,null,null,null,null,null,null,null,null,null,null,null,34860,33938,33016,32094,31172,30250,29416,28582,27748,26914,26080,25334,24588,23842,23096,22350,21662,20974,20286,19598,18910,18300,17690,17080,16470,15860,15586,15312,15038,14764,14490,14216,13942,13668,13394,13120,12186,11252,10318,9384,8450]
["NEXT-GEN II","BS06L4S","BITZER","407A","7A","LOW","L",90,"BS06L4S-7A-L-90",null,null,null,null,null,null,null,null,null,null,null,null,null,null,null,null,null,null,null,null,null,null,null,null,null,null,null,null,null,null,null,null,null,null,null,null,null,null,null,null,null,null,null,null,null,42420,41344,40268,39192,38116,37040,36058,35076,34094,33112,32130,31240,30350,29460,28570,27680,26874,26068,25262,24456,23650,22918,22186,21454,20722,19990,19663,19336,19009,18682,18355,18028,17701,17374,17047,16720,15600,14480,13360,12240,11120]
["NEXT-GEN II","BS03L4S","BITZER","407A","7A","LOW","L",95,"BS03L4S-7A-L-95",null,null,null,null,null,null,null,null,null,null,null,null,null,null,null,null,null,null,null,null,null,null,null,null,null,null,null,null,null,null,null,null,null,null,null,null,null,null,null,null,null,null,null,null,null,22680,22068,21456,20844,20232,19620,19090,18014,17666,17318,16970,16488,16006,15524,15042,14560,14098,13636,13174,12712,12250,11852,11454,11056,10658,10260,10086,9912,9738,9564,9390,9216,9042,8868,8694,8520,7912,7304,6696,6088,5480]
["NEXT-GEN II","BS08L4S","BITZER","407A","7A","LOW","L",95,"BS08L4S-7A-L-95",null,null,null,null,null,null,null,null,null,null,null,null,null,null,null,null,null,null,null,null,null,null,null,null,null,null,null,null,null,null,null,null,null,null,null,null,null,null,null,null,null,null,null,null,null,52970,51540,50110,48680,47250,45820,44526,43232,41938,40644,39350,38164,36978,35792,34606,33420,32356,31292,30228,29164,28100,27160,26220,25280,24340,23400,22965,22530,22095,21660,21225,20790,20355,19920,19485,19050,17558,16066,14574,13082,11590]
["NEXT-GEN II","BS22L4S","BITZER","407A","7A","LOW","L",95,"BS22L4S-7A-L-95",null,null,null,null,null,null,null,null,null,null,null,null,null,null,null,null,null,null,null,null,null,null,null,null,null,null,null,null,null,null,null,null,null,null,null,null,null,null,null,null,null,null,null,null,null,116760,114120,111480,108840,106200,103560,100920,98280,95640,93000,90360,87974,85588,83202,80816,78430,76310,74190,72070,69950,67830,65964,64098,62232,60366,58500,57700,56900,56100,55300,54500,53700,52900,52100,51300,50500,48138,45776,43414,41052,38690]
["NEXT-GEN II","BS08L4S","BITZER","407A","7A","LOW","L",100,"BS08L4S-7A-L-100",null,null,null,null,null,null,null,null,null,null,null,null,null,null,null,null,null,null,null,null,null,null,null,null,null,null,null,null,null,null,null,null,null,null,null,null,null,null,null,null,null,null,null,null,null,50050,48678,47306,45934,44562,43190,41948,40706,39464,38222,36980,35844,34708,33572,32436,31300,30278,29256,28234,27212,26190,25292,24394,23496,22598,21700,21289,20878,20467,20056,19645,19234,18823,18412,18001,17590,16158,14726,13294,11862,10430]
["NEXT-GEN II","BS10L4S","BITZER","407A","7A","LOW","L",100,"BS10L4S-7A-L-100",null,null,null,null,null,null,null,null,null,null,null,null,null,null,null,null,null,null,null,null,null,null,null,null,null,null,null,null,null,null,null,null,null,null,null,null,null,null,null,null,null,null,null,null,null,64820,63058,61296,59534,57772,56010,54406,52802,51198,49594,47990,46532,45074,43616,42158,40700,39370,38040,36710,35380,34050,32874,31698,30522,29346,28170,27637,27104,26571,26038,25505,24972,24439,23906,23373,22840,20914,18988,17062,15136,13210]
["NEXT-GEN II","BS22L4S","BITZER","407A","7A","LOW","L",100,"BS22L4S-7A-L-100",null,null,null,null,null,null,null,null,null,null,null,null,null,null,null,null,null,null,null,null,null,null,null,null,null,null,null,null,null,null,null,null,null,null,null,null,null,null,null,null,null,null,null,null,null,111460,108906,106352,103798,101244,98690,96134,93578,91022,88466,85910,83606,81302,78998,76694,74390,72346,70302,68258,66214,64170,62384,60598,58812,57026,55240,54479,53718,52957,52196,51435,50674,49913,49152,48391,47630,45418,43206,40994,38782,36570]
["NEXT-GEN II","BS12L4S","BITZER","407A","7A","LOW","L",105,"BS12L4S-7A-L-105",null,null,null,null,null,null,null,null,null,null,null,null,null,null,null,null,null,null,null,null,null,null,null,null,null,null,null,null,null,null,null,null,null,null,null,null,null,null,null,null,null,null,null,null,null,70950,69237,67524,65811,64098,62385,60767,59149,57531,55913,54295,52760,51225,49690,48155,46620,45166,43712,42258,40804,39350,38003,36656,35309,33962,32615,31988,31360,30733,30105,29478,28850,28223,27595,26968,26340,23998,21656,19314,16972,14630]
["NEXT-GEN II","BS15L4S","BITZER","407A","7A","LOW","L",105,"BS15L4S-7A-L-105",null,null,null,null,null,null,null,null,null,null,null,null,null,null,null,null,null,null,null,null,null,null,null,null,null,null,null,null,null,null,null,null,null,null,null,null,null,null,null,null,null,null,null,null,null,82085,80386,78687,76988,75289,73590,71892,70194,68496,66798,65100,63490,61880,60270,58660,57050,55524,53998,52472,50946,49420,47977,46534,45091,43648,42205,41527,40848,40170,39491,38813,38134,37456,36777,36099,35420,32983,30546,28109,25672,23235]
["NEXT-GEN II","BS06L4S","BITZER","407A","7A","LOW","L",110,"BS06L4S-7A-L-110",null,null,null,null,null,null,null,null,null,null,null,null,null,null,null,null,null,null,null,null,null,null,null,null,null,null,null,null,null,null,null,null,null,null,null,null,null,null,null,null,null,null,null,null,null,34020,33110,32200,31290,30380,29470,28626,27782,26938,26094,25250,24492,23734,22976,22218,21460,20778,20096,19414,18732,18050,17438,16826,16214,15602,14990]
["NEXT-GEN II","BS22L4S","BITZER","407A","7A","LOW","L",110,"BS22L4S-7A-L-110",null,null,null,null,null,null,null,null,null,null,null,null,null,null,null,null,null,null,null,null,null,null,null,null,null,null,null,null,null,null,null,null,null,null,null,null,null,null,null,null,null,null,null,null,null,100770,98376,95982,93588,91194,88800,86406,84012,81618,79224,76830,74684,72538,70392,68246,66100,64200,62300,60400,58500,56600,54964,53328,51692,50056,48420,47736,47052,46368,45684,45000,44316,43632,42948,42264,41580,39644,37708,35772,33836,31900]
["NEXT-GEN II","DS07M4S","DISCUS","407A","7A","MEDIUM","M",90,"DS07M4S-7A-M-90",null,null,null,null,null,100210,98234,96258,94282,92306,90330,88480,86630,84780,82930,81080,79356,77632,75908,74184,72460,70862,69264,67666,66068,64470,63055,61640,60225,58810,57395,55980,54565,53150,51735,50320,49086,47852,46618,45384,44150,43034,41918,40802,39686,38570]
["NEXT-GEN II","DS12M4S","DISCUS","407A","7A","MEDIUM","M",90,"DS12M4S-7A-M-90",null,null,null,null,null,164290,161292,158294,155296,152298,149300,146422,143544,140666,137788,134910,132160,129410,126660,123910,121160,118546,115932,113318,110704,108090,105725,103360,100995,98630,96265,93900,91535,89170,86805,84440,82354,80268,78182,76096,74010,72114,70218,68322,66426,64530]
["NEXT-GEN II","DS07M4S","DISCUS","407A","7A","MEDIUM","M",95,"DS07M4S-7A-M-95",null,null,null,null,null,96330,94420,92510,90600,88690,86780,84992,83204,81416,79628,77840,76174,74508,72842,71176,69510,67966,66422,64878,63334,61790,60422,59054,57686,56318,54950,53582,52214,50846,49478,48110,46924,45738,44552,43366,42180,41102,40024,38946,37868,36790]
["NEXT-GEN II","DS05M4S","DISCUS","407A","7A","MEDIUM","M",100,"DS05M4S-7A-M-100",null,null,null,null,null,null,null,null,null,null,57000,55790,54580,53370,52160,50950,49816,48682,47548,46414,45280,44242,43204,42166,41128,40090,39191,38292,37393,36494,35595,34696,33797,32898,31999,31100,30352,29604,28856,28108,27360,26714,26068,25422,24776,24130]
["NEXT-GEN II","DS12M4S","DISCUS","407A","7A","MEDIUM","M",100,"DS12M4S-7A-M-100",null,null,null,null,null,null,null,null,null,null,137660,134956,132252,129548,126844,124140,121756,119372,116988,114604,112220,109564,106908,104252,101596,98940,96701,94462,92223,89984,87745,85506,83267,81028,78789,76550,74550,72550,70550,68550,66550,64734,62918,61102,59286,57470]
["NEXT-GEN II","DS15M4S","DISCUS","407A","7A","MEDIUM","M",100,"DS15M4S-7A-M-100",null,null,null,null,null,null,null,null,null,null,153790,150910,148030,145150,142270,139390,136612,133834,131056,128278,125500,122848,120196,117544,114892,112240,109787,107334,104881,102428,99975,97522,95069,92616,90163,87710,85466,83222,80978,78734,76490,74394,72298,70202,68106,66010]
["NEXT-GEN II","DS15M4S","DISCUS","407A","7A","MEDIUM","M",105,"DS15M4S-7A-M-105",null,null,null,null,null,null,null,null,null,null,null,null,null,null,null,133790,131104,128418,125732,123046,120360,117785,115210,112635,110060,107485,105095,102705,100315,97925,95535,93145,90755,88365,85975,83585,81387,79189,76991,74793,72595,70530,68465,66400,64335,62270]
["NEXT-GEN II","DS06M4S","DISCUS","407A","7A","MEDIUM","M",110,"DS06M4S-7A-M-110",null,null,null,null,null,null,null,null,null,null,null,null,null,null,null,60770,59466,58162,56858,55554,54250,53062,51874,50686,49498,48310,47271,46232,45193,44154,43115,42076,41037,39998,38959,37920,37014,36108,35202,34296,33390,32556,31722,30888,30054,29220]
["NEXT-GEN II","DS08M4S","DISCUS","407A","7A","MEDIUM","M",110,"DS08M4S-7A-M-110",null,null,null,null,null,null,null,null,null,null,null,null,null,null,null,81630,79872,78114,76356,74598,72840,71160,69480,67800,66120,64440,62882,61324,59766,58208,56650,55092,53534,51976,50418,48860,47436,46012,44588,43164,41740,40414,39088,37762,36436,35110]
["NEXT-GEN II","DS04L4S","DISCUS","407A","7A","LOW","L",90,"DS04L4S-7A-L-90",null,null,null,null,null,null,null,null,null,null,null,null,null,null,null,null,null,null,null,null,null,null,null,null,null,null,null,null,null,null,null,null,null,null,null,null,null,null,null,null,null,null,null,null,null,31830,30988,30146,29304,28462,27620,26842,26064,25286,24508,23730,23016,22302,21588,20874,20160,19500,18840,18180,17520,16860,16250,15640,15030,14420,13810,13272,12734,12196,11658,11120,10659,10198,9737,9276,8815,8354,7893,7432,6971,6510]
["NEXT-GEN II","DS10L4S","DISCUS","407A","7A","LOW","L",90,"DS10L4S-7A-L-90",null,null,null,null,null,null,null,null,null,null,null,null,null,null,null,null,null,null,null,null,null,null,null,null,null,null,null,null,null,null,null,null,null,null,null,null,null,null,null,null,null,null,null,null,null,71570,69734,67898,66062,64226,62390,60728,59066,57404,55742,54080,52570,51060,49550,48040,46530,45146,43762,42378,40994,39610,38320,37030,35740,34450,33160,31972,30784,29596,28408,27220,26104,24988,23872,22756,21640,20524,19408,18292,17176,16060]
["NEXT-GEN II","DS03L4S","DISCUS","407A","7A","LOW","L",95,"DS03L4S-7A-L-95",null,null,null,null,null,null,null,null,null,null,null,null,null,null,null,null,null,null,null,null,null,null,null,null,null,null,null,null,null,null,null,null,null,null,null,null,null,null,null,null,null,null,null,null,null,23710,23000,22290,21580,20870,20160,19538,18916,18294,17672,17050,16494,15938,15382,14826,14270,13778,13286,12794,12302,11810,11378,10946,10514,10082,9650,9252,8854,8456,8058,7660,7297,6934,6571,6208,5845,5482,5119,4756,4393,4030]
["NEXT-GEN II","DS12L4S","DISCUS","407A","7A","LOW","L",95,"DS12L4S-7A-L-95",null,null,null,null,null,null,null,null,null,null,null,null,null,null,null,null,null,null,null,null,null,null,null,null,null,null,null,null,null,null,null,null,null,null,null,null,null,null,null,null,null,null,null,null,null,78650,76820,74990,73160,71330,69500,67780,66060,64340,62620,60900,59276,57652,56028,54404,52780,51242,49704,48166,46628,45090,43660,42230,40800,39370,37940,36608,35276,33944,32612,31280,30066,28852,27638,26424,25210,23996,22782,21568,20354,19140]
["NEXT-GEN II","DS15L4S","DISCUS","407A","7A","LOW","L",95,"DS15L4S-7A-L-95",null,null,null,null,null,null,null,null,null,null,null,null,null,null,null,null,null,null,null,null,null,null,null,null,null,null,null,null,null,null,null,null,null,null,null,null,null,null,null,null,null,null,null,null,null,90080,88262,86444,84626,82808,80990,79172,77354,75536,73718,71900,70178,68456,66734,65012,63290,61666,60042,58418,56794,55170,53632,52094,50556,49018,47480,46052,44624,43196,41768,40340,39065,37790,36515,35240,33965,32690,31415,30140,28865,27590]
["NEXT-GEN II","DS08L4S","DISCUS","407A","7A","LOW","L",100,"DS08L4S-7A-L-100",null,null,null,null,null,null,null,null,null,null,null,null,null,null,null,null,null,null,null,null,null,null,null,null,null,null,null,null,null,null,null,null,null,null,null,null,null,null,null,null,null,null,null,null,null,50770,49384,47998,46612,45226,43840,42604,41368,40132,38896,37660,36546,35432,34318,33204,32090,31096,30102,29108,28114,27120,26198,25276,24354,23432,22510,21660,20810,19960,19110,18260,17428,16596,15764,14932,14100,13268,12436,11604,10772,9940]
["NEXT-GEN II","DS22L4S","DISCUS","407A","7A","LOW","L",100,"DS22L4S-7A-L-100",null,null,null,null,null,null,null,null,null,null,null,null,null,null,null,null,null,null,null,null,null,null,null,null,null,null,null,null,null,null,null,null,null,null,null,null,null,null,null,null,null,null,null,null,null,111460,108906,106352,103798,101244,98690,96134,93578,91022,88466,85910,83606,81302,78998,76694,74390,72346,70302,68258,66214,64170,62384,60598,58812,57026,55240,53718,52196,50674,49152,47630,46524,45418,44312,43206,42100,40994,39888,38782,37676,36570]
["NEXT-GEN II","DS08L4S","DISCUS","407A","7A","LOW","L",105,"DS08L4S-7A-L-105",null,null,null,null,null,null,null,null,null,null,null,null,null,null,null,null,null,null,null,null,null,null,null,null,null,null,null,null,null,null,null,null,null,null,null,null,null,null,null,null,null,null,null,null,null,48440,47079,45718,44357,42996,41635,40421,39207,37993,36779,35565,34470,33375,32280,31185,30090,29106,28122,27138,26154,25170,24268,23366,22464,21562,20660,19819,18978,18137,17296,16455,15631,14807,13983,13159,12335,11511,10687,9863,9039,8215]
["NEXT-GEN II","DS10L4S","DISCUS","407A","7A","LOW","L",105,"DS10L4S-7A-L-105",null,null,null,null,null,null,null,null,null,null,null,null,null,null,null,null,null,null,null,null,null,null,null,null,null,null,null,null,null,null,null,null,null,null,null,null,null,null,null,null,null,null,null,null,null,61720,60022,58324,56626,54928,53230,51691,50152,48613,47074,45535,44136,42737,41338,39939,38540,37259,35978,34697,33416,32135,30971,29807,28643,27479,26315,25249,24183,23117,22051,20985,19974,18963,17952,16941,15930,14919,13908,12897,11886,10875]
["NEXT-GEN II","DS04L4S","DISCUS","407A","7A","LOW","L",110,"DS04L4S-7A-L-110",null,null,null,null,null,null,null,null,null,null,null,null,null,null,null,null,null,null,null,null,null,null,null,null,null,null,null,null,null,null,null,null,null,null,null,null,null,null,null,null,null,null,null,null,null,25590,24860,24130,23400,22670,21940,21270,20600,19930,19260,18590,17974,17358,16742,16126,15510,14956,14402,13848,13294,12740,12236,11732,11228,10724,10220,9772,9324,8876,8428,7980,7592,7204,6816,6428,6040,5652,5264,4876,4488,4100]
["NEXT-GEN II","DS15L4S","DISCUS","407A","7A","LOW","L",110,"DS15L4S-7A-L-110",null,null,null,null,null,null,null,null,null,null,null,null,null,null,null,null,null,null,null,null,null,null,null,null,null,null,null,null,null,null,null,null,null,null,null,null,null,null,null,null,null,null,null,null,null,78050,76414,74778,73142,71506,69870,68234,66598,64962,63326,61690,60132,58574,57016,55458,53900,52424,50948,49472,47996,46520,45122,43724,42326,40928,39530,38208,36886,35564,34242,32920,31729,30538,29347,28156,26965,25774,24583,23392,22201,21010]
["NEXT-GEN II","OS06E4S","SCROLL","407A","7A","EXT. MEDIUM","EM",90,"OS06E4S-7A-EM-90",null,null,null,null,null,52720,51777,50834,49891,48948,48005,47062,46119,45176,44233,43290,42464,41638,40812,39986,39160,38404,37648,36892,36136,35380,34767,34153,33540,32926,32313,31699,31086,30472,29859,29245,28632,28018,27405,26791,26178,25564,24951,24337,23724,23110,22608,22106,21604,21102,20600,20128,19656,19184,18712,18240,17803,17366,16929,16492,16055,15618,15181,14744,14307,13870]
["NEXT-GEN II","OS07E4S","SCROLL","407A","7A","EXT. MEDIUM","EM",90,"OS07E4S-7A-EM-90",null,null,null,null,null,59660,58898,58136,57374,56612,55850,55088,54326,53564,52802,52040,51276,50512,49748,48984,48220,47460,46700,45940,45180,44420,43706,42991,42277,41562,40848,40133,39419,38704,37990,37275,36561,35846,35132,34417,33703,32988,32274,31559,30845,30130,29486,28842,28198,27554,26910,26310,25710,25110,24510,23910,23383,22856,22329,21802,21275,20748,20221,19694,19167,18640]
["NEXT-GEN II","OS04E4S","SCROLL","407A","7A","EXT. MEDIUM","EM",95,"OS04E4S-7A-EM-95",null,null,null,null,null,45380,44552,43724,42896,42068,41240,40412,39584,38756,37928,37100,36384,35668,34952,34236,33520,32864,32208,31552,30896,30240,29711,29182,28653,28124,27595,27066,26537,26008,25479,24950,24421,23892,23363,22834,22305,21776,21247,20718,20189,19660,19230,18800,18370,17940,17510,17108,16706,16304,15902,15500,15127,14754,14381,14008,13635,13262,12889,12516,12143,11770]
["NEXT-GEN II","OS09E4S","SCROLL","407A","7A","EXT. MEDIUM","EM",95,"OS09E4S-7A-EM-95",null,null,null,null,null,101190,99412,97634,95856,94078,92300,90522,88744,86966,85188,83410,81756,80102,78448,76794,75140,73570,72000,70430,68860,67290,65966,64641,63317,61992,60668,59343,58019,56694,55370,54045,52721,51396,50072,48747,47423,46098,44774,43449,42125,40800,39758,38716,37674,36632,35590]
["NEXT-GEN II","OS15E4S","SCROLL","407A","7A","EXT. MEDIUM","EM",95,"OS15E4S-7A-EM-95",null,null,null,null,null,172980,169930,166880,163830,160780,157730,154680,151630,148580,145530,142480,139624,136768,133912,131056,128200,125488,122776,120064,117352,114640,112342,110043,107745,105446,103148,100849,98551,96252,93954,91655,89357,87058,84760,82461,80163,77864,75566,73267,70969,68670,66852,65034,63216,61398,59580]
["NEXT-GEN II","OS07E4S","SCROLL","407A","7A","EXT. MEDIUM","EM",100,"OS07E4S-7A-EM-100",null,null,null,null,null,null,null,null,null,null,null,null,null,null,null,49540,48804,48068,47332,46596,45860,45132,44404,43676,42948,42220,41535,40850,40165,39480,38795,38110,37425,36740,36055,35370,34685,34000,33315,32630,31945,31260,30575,29890,29205,28520,27706,26892,26078,25264,24450,24078,23706,23334,22962,22590]
["NEXT-GEN II","OS15E4S","SCROLL","407A","7A","EXT. MEDIUM","EM",100,"OS15E4S-7A-EM-100",null,null,null,null,null,null,null,null,null,null,null,null,null,null,null,136850,134068,131286,128504,125722,122940,120306,117672,115038,112404,109770,107554,105338,103122,100906,98690,96474,94258,92042,89826,87610,85394,83178,80962,78746,76530,74314,72098,69882,67666,65450]
["NEXT-GEN II","OS08E4S","SCROLL","407A","7A","EXT. MEDIUM","EM",105,"OS08E4S-7A-EM-105",null,null,null,null,null,null,null,null,null,null,null,null,null,null,null,68765,67425,66085,64745,63405,62065,60804,59543,58282,57021,55760,54590,53419,52249,51078,49908,48737,47567,46396,45226,44055,42885,41714,40544,39373,38203,37032,35862,34691,33521,32350]
["NEXT-GEN II","OS05E4S","SCROLL","407A","7A","EXT. MEDIUM","EM",110,"OS05E4S-7A-EM-110",null,null,null,null,null,null,null,null,null,null,null,null,null,null,null,35100,34680,34260,33840,33420,33000,32348,31696,31044,30392,29740,29225,28709,28194,27678,27163,26647,26132,25616,25101,24585,24070,23554,23039,22523,22008,21492,20977,20461,19946,19430,19008,18586,18164,17742,17320]
["NEXT-GEN II","OS09E4S","SCROLL","407A","7A","EXT. MEDIUM","EM",110,"OS09E4S-7A-EM-110",null,null,null,null,null,null,null,null,null,null,null,null,null,null,null,73480,71988,70496,69004,67512,66020,64618,63216,61814,60412,59010,57860,56709,55559,54408,53258,52107,50957,49806,48656,47505,46355,45204,44054,42903,41753,40602,39452,38301,37151,36000]
["NEXT-GEN II","OS15E4S","SCROLL","407A","7A","EXT. MEDIUM","EM",110,"OS15E4S-7A-EM-110",null,null,null,null,null,null,null,null,null,null,null,null,null,null,null,125280,122672,120064,117456,114848,112240,109778,107316,104854,102392,99930,97893,95855,93818,91780,89743,87705,85668,83630,81593,79555,77518,75480,73443,71405,69368,67330,65293,63255,61218,59180]
["NEXT-GEN II","OS08L4S","SCROLL","407A","7A","LOW","L",95,"OS08L4S-7A-L-95",null,null,null,null,null,null,null,null,null,null,null,null,null,null,null,null,null,null,null,null,null,null,null,null,null,null,null,null,null,null,null,null,null,null,null,null,null,null,null,null,null,null,null,null,null,36420,35622,34824,34026,33228,32430,31680,30930,30180,29430,28680,27990,27300,26610,25920,25230,24606,23982,23358,22734,22110,21554,20998,20442,19886,19330,18852,18374,17896,17418,16940,16593,16246,15899,15552,15205,14858,14511,14164,13817,13470]
["NEXT-GEN II","OS13L4S","SCROLL","407A","7A","LOW","L",100,"OS13L4S-7A-L-100",null,null,null,null,null,null,null,null,null,null,null,null,null,null,null,null,null,null,null,null,null,null,null,null,null,null,null,null,null,null,null,null,null,null,null,null,null,null,null,null,null,null,null,null,null,60270,58942,57614,56286,54958,53630,52386,51142,49898,48654,47410,46258,45106,43954,42802,41650,40604,39558,38512,37466,36420,35486,34552,33618,32684,31750,30938,30126,29314,28502,27690,27085,26480,25875,25270,24665,24060,23455,22850,22245,21640]
["NEXT-GEN II","OS15L4S","SCROLL","407A","7A","LOW","L",100,"OS15L4S-7A-L-100",null,null,null,null,null,null,null,null,null,null,null,null,null,null,null,null,null,null,null,null,null,null,null,null,null,null,null,null,null,null,null,null,null,null,null,null,null,null,null,null,null,null,null,null,null,72310,70678,69046,67414,65782,64150,62622,61094,59566,58038,56510,55112,53714,52316,50918,49520,48244,46968,45692,44416,43140,42012,40884,39756,38628,37500,36530,35560,34590,33620,32650,31879,31108,30337,29566,28795,28024,27253,26482,25711,24940]
["NEXT-GEN II","OS08L4S","SCROLL","407A","7A","LOW","L",110,"OS08L4S-7A-L-110",null,null,null,null,null,null,null,null,null,null,null,null,null,null,null,null,null,null,null,null,null,null,null,null,null,null,null,null,null,null,null,null,null,null,null,null,null,null,null,null,null,null,null,null,null,32640,31906,31172,30438,29704,28970,28286,27602,26918,26234,25550,24920,24290,23660,23030,22400,21830,21260,20690,20120,19550,19046,18542,18038,17534,17030,16600,16170,15740,15310,14880,14572,14264,13956,13648,13340,13032,12724,12416,12108,11800]
["NEXT-GEN II","OS15L4S","SCROLL","407A","7A","LOW","L",110,"OS15L4S-7A-L-110",null,null,null,null,null,null,null,null,null,null,null,null,null,null,null,null,null,null,null,null,null,null,null,null,null,null,null,null,null,null,null,null,null,null,null,null,null,null,null,null,null,null,null,null,null,66870,65322,63774,62226,60678,59130,57690,56250,54810,53370,51930,50594,49258,47922,46586,45250,44040,42830,41620,40410,39200,38142,37084,36026,34968,33910,33026,32142,31258,30374,29490,28717,27944,27171,26398,25625,24852,24079,23306,22533,21760]
["QV-SERIES","BV015M4S","SINGLE - BITZER","407A","7A","MEDIUM","M",95,"BV015M4S-7A-M-95",203400,199480,195560,191640,187720,183800,180700,177600,174500,171400,168300,165340,162380,159420,156460,153500,150760,148020,145280,142540,139800,137240,134680,132120,129560,127000,124480,121960,119440,116920,114400,111880,109360,106840,104320,101800,99490,97180,94870,92560,90250,87940,85630,83320,81010,78700,76790,74880,72970,71060,69150,67240,65330,63420,61510,59600]
["QV-SERIES","BV025M4S","SINGLE - BITZER","407A","7A","MEDIUM","M",95,"BV025M4S-7A-M-95",268600,263380,258160,252940,247720,242500,238340,234180,230020,225860,221700,217860,214020,210180,206340,202500,198740,194980,191220,187460,183700,180360,177020,173680,170340,167000,163560,160120,156680,153240,149800,146360,142920,139480,136040,132600,129560,126520,123480,120440,117400,114360,111320,108280,105240,102200,99580,96960,94340,91720,89100,86480,83860,81240,78620,76000]
["QV-SERIES","BV015M4S","SINGLE - BITZER","407A","7A","MEDIUM","M",100,"BV015M4S-7A-M-100",null,null,null,null,null,176500,173440,170380,167320,164260,161200,158320,155440,152560,149680,146800,144140,141480,138820,136160,133500,131020,128540,126060,123580,121100,118660,116220,113780,111340,108900,106460,104020,101580,99140,96700,94460,92220,89980,87740,85500,83260,81020,78780,76540,74300,72450,70600,68750,66900,65050,63200,61350,59500,57650,55800]
["QV-SERIES","BV040M4S","SINGLE - BITZER","407A","7A","MEDIUM","M",100,"BV040M4S-7A-M-100",null,null,null,null,null,405000,397360,389720,382080,374440,366800,360460,354120,347780,341440,335100,329040,322980,316920,310860,304800,298880,292960,287040,281120,275200,269870,264540,259210,253880,248550,243220,237890,232560,227230,221900,216850,211800,206750,201700,196650,191600,186550,181500,176450,171400,167120,162840,158560,154280,150000,145720,141440,137160,132880,128600]
["QV-SERIES","BV025M4S","SINGLE - BITZER","407A","7A","MEDIUM","M",105,"BV025M4S-7A-M-105",null,null,null,null,null,null,null,null,null,null,202850,199120,195390,191660,187930,184200,180780,177360,173940,170520,167100,163930,160760,157590,154420,151250,148035,144820,141605,138390,135175,131960,128745,125530,122315,119100,116245,113390,110535,107680,104825,101970,99115,96260,93405,90550,88135,85720,83305,80890,78475,76060,73645,71230,68815,66400]
["QV-SERIES","BV040M4S","SINGLE - BITZER","407A","7A","MEDIUM","M",105,"BV040M4S-7A-M-105",null,null,null,null,null,null,null,null,null,null,351100,344910,338720,332530,326340,320150,314380,308610,302840,297070,291300,285700,280100,274500,268900,263300,257995,252690,247385,242080,236775,231470,226165,220860,215555,210250,205410,200570,195730,190890,186050,181210,176370,171530,166690,161850,157755,153660,149565,145470,141375,137280,133185,129090,124995,120900]
["QV-SERIES","BV030M4S","SINGLE - BITZER","407A","7A","MEDIUM","M",110,"BV030M4S-7A-M-110",null,null,null,null,null,null,null,null,null,null,227000,222920,218840,214760,210680,206600,202800,199000,195200,191400,187600,184080,180560,177040,173520,170000,166410,162820,159230,155640,152050,148460,144870,141280,137690,134100,130980,127860,124740,121620,118500,115380,112260,109140,106020,102900,100210,97520,94830,92140,89450,86760,84070,81380,78690,76000]
["QV-SERIES","BV030L4S","SINGLE - BITZER","407A","7A","LOW","L",90,"BV030L4S-7A-L-90",null,null,null,null,null,null,null,null,null,null,null,null,null,null,null,null,null,null,null,null,null,null,null,null,null,null,null,null,null,null,null,null,null,null,null,null,null,null,null,null,null,null,null,null,null,165600,162180,158760,155340,151920,148500,144920,141340,137760,134180,130600,127120,123640,120160,116680,113200,110420,107640,104860,102080,99300,96300,93300,90300,87300,84300,81340,78380,75420,72460,69500,67200,64900,62600,60300,58000,55680,53360,51040,48720,46400]
["QV-SERIES","BV040L4S","SINGLE - BITZER","407A","7A","LOW","L",95,"BV040L4S-7A-L-95",null,null,null,null,null,null,null,null,null,null,null,null,null,null,null,null,null,null,null,null,null,null,null,null,null,null,null,null,null,null,null,null,null,null,null,null,null,null,null,null,null,null,null,null,null,204400,199960,195520,191080,186640,182200,177640,173080,168520,163960,159400,155280,151160,147040,142920,138800,134940,131080,127220,123360,119500,115760,112020,108280,104540,100800,97200,93600,90000,86400,82800,80020,77240,74460,71680,68900,66080,63260,60440,57620,54800]
["QV-SERIES","BV022L4S","SINGLE - BITZER","407A","7A","LOW","L",105,"BV022L4S-7A-L-105",null,null,null,null,null,null,null,null,null,null,null,null,null,null,null,null,null,null,null,null,null,null,null,null,null,null,null,null,null,null,null,null,null,null,null,null,null,null,null,null,null,null,null,null,null,104900,102610,100320,98030,95740,93450,91050,88650,86250,83850,81450,79180,76910,74640,72370,70100,68270,66440,64610,62780,60950,58970,56990,55010,53030,51050,49240,47430,45620,43810,42000,40330,38660,36990,35320,33650,32190,30730,29270,27810,26350]
["QV-SERIES","BV030L4S","SINGLE - BITZER","407A","7A","LOW","L",105,"BV030L4S-7A-L-105",null,null,null,null,null,null,null,null,null,null,null,null,null,null,null,null,null,null,null,null,null,null,null,null,null,null,null,null,null,null,null,null,null,null,null,null,null,null,null,null,null,null,null,null,null,141100,138040,134980,131920,128860,125800,122560,119320,116080,112840,109600,106510,103420,100330,97240,94150,91670,89190,86710,84230,81750,79020,76290,73560,70830,68100,65640,63180,60720,58260,55800,53650,51500,49350,47200,45050,42930,40810,38690,36570,34450]
["QV-SERIES","BV040L4S","SINGLE - BITZER","407A","7A","LOW","L",110,"BV040L4S-7A-L-110",null,null,null,null,null,null,null,null,null,null,null,null,null,null,null,null,null,null,null,null,null,null,null,null,null,null,null,null,null,null,null,null,null,null,null,null,null,null,null,null,null,null,null,null,null,175600,171600,167600,163600,159600,155600,151340,147080,142820,138560,134300,130440,126580,122720,118860,115000,111540,108080,104620,101160,97700,94440,91180,87920,84660,81400,78320,75240,72160,69080,66000,63300,60600,57900,55200,52500,49920,47340,44760,42180,39600]
["QV-SERIES","BD040M4S","DUAL - BITZER","407A","7A","MEDIUM","M",90,"BD040M4S-7A-M-90",457600,449000,440400,431800,423200,414600,407800,401000,394200,387400,380600,374000,367400,360800,354200,347600,341600,335600,329600,323600,317600,312000,306400,300800,295200,289600,283820,278040,272260,266480,260700,254920,249140,243360,237580,231800,226640,221480,216320,211160,206000,200840,195680,190520,185360,180200,175760,171320,166880,162440,158000,153560,149120,144680,140240,135800]
["QV-SERIES","BD100M4S","DUAL - BITZER","407A","7A","MEDIUM","M",90,"BD100M4S-7A-M-90",1114200,1095520,1076840,1058160,1039480,1020800,1002560,984320,966080,947840,929600,914160,898720,883280,867840,852400,837840,823280,808720,794160,779600,765000,750400,735800,721200,706600,693260,679920,666580,653240,639900,626560,613220,599880,586540,573200,560940,548680,536420,524160,511900,499640,487380,475120,462860,450600,439800,429000,418200,407400,396600,385800,375000,364200,353400,342600]
["QV-SERIES","BD070M4S","DUAL - BITZER","407A","7A","MEDIUM","M",95,"BD070M4S-7A-M-95",822600,808120,793640,779160,764680,750200,736080,721960,707840,693720,679600,667760,655920,644080,632240,620400,609000,597600,586200,574800,563400,553320,543240,533160,523080,513000,502720,492440,482160,471880,461600,451320,441040,430760,420480,410200,400880,391560,382240,372920,363600,354280,344960,335640,326320,317000,309040,301080,293120,285160,277200,269240,261280,253320,245360,237400]
["QV-SERIES","BD060M4S","DUAL - BITZER","407A","7A","MEDIUM","M",100,"BD060M4S-7A-M-100",null,null,null,null,null,543000,533800,524600,515400,506200,497000,488160,479320,470480,461640,452800,444800,436800,428800,420800,412800,405240,397680,390120,382560,375000,367500,360000,352500,345000,337500,330000,322500,315000,307500,300000,293140,286280,279420,272560,265700,258840,251980,245120,238260,231400,225620,219840,214060,208280,202500,196720,190940,185160,179380,173600]
["QV-SERIES","BD040M4S","DUAL - BITZER","407A","7A","MEDIUM","M",105,"BD040M4S-7A-M-105",null,null,null,null,null,null,null,null,null,null,333700,327720,321740,315760,309780,303800,298200,292600,287000,281400,275800,270640,265480,260320,255160,250000,244750,239500,234250,229000,223750,218500,213250,208000,202750,197500,192860,188220,183580,178940,174300,169660,165020,160380,155740,151100,147150,143200,139250,135300,131350,127400,123450,119500,115550,111600]
["QV-SERIES","BD070M4S","DUAL - BITZER","407A","7A","MEDIUM","M",105,"BD070M4S-7A-M-105",null,null,null,null,null,null,null,null,null,null,621100,609860,598620,587380,576140,564900,554360,543820,533280,522740,512200,502540,492880,483220,473560,463900,454380,444860,435340,425820,416300,406780,397260,387740,378220,368700,359920,351140,342360,333580,324800,316020,307240,298460,289680,280900,273670,266440,259210,251980,244750,237520,230290,223060,215830,208600]
["QV-SERIES","BD040M4S","DUAL - BITZER","407A","7A","MEDIUM","M",110,"BD040M4S-7A-M-110",null,null,null,null,null,null,null,null,null,null,318200,312400,306600,300800,295000,289200,283800,278400,273000,267600,262200,257200,252200,247200,242200,237200,232120,227040,221960,216880,211800,206720,201640,196560,191480,186400,181900,177400,172900,168400,163900,159400,154900,150400,145900,141400,137620,133840,130060,126280,122500,118720,114940,111160,107380,103600]
["QV-SERIES","BD100M4S","DUAL - BITZER","407A","7A","MEDIUM","M",110,"BD100M4S-7A-M-110",null,null,null,null,null,null,null,null,null,null,781400,767440,753480,739520,725560,711600,698960,686320,673680,661040,648400,636360,624320,612280,600240,588200,576140,564080,552020,539960,527900,515840,503780,491720,479660,467600,456720,445840,434960,424080,413200,402320,391440,380560,369680,358800,349700,340600,331500,322400,313300,304200,295100,286000,276900,267800]
["QV-SERIES","BD044L4S","DUAL - BITZER","407A","7A","LOW","L",95,"BD044L4S-7A-L-95",null,null,null,null,null,null,null,null,null,null,null,null,null,null,null,null,null,null,null,null,null,null,null,null,null,null,null,null,null,null,null,null,null,null,null,null,null,null,null,null,null,null,null,null,null,233200,228160,223120,218080,213040,208000,202840,197680,192520,187360,182200,177280,172360,167440,162520,157600,153640,149680,145720,141760,137800,133480,129160,124840,120520,116200,112280,108360,104440,100520,96600,93320,90040,86760,83480,80200,77120,74040,70960,67880,64800]
["QV-SERIES","BD060L4S","DUAL - BITZER","407A","7A","LOW","L",95,"BD060L4S-7A-L-95",null,null,null,null,null,null,null,null,null,null,null,null,null,null,null,null,null,null,null,null,null,null,null,null,null,null,null,null,null,null,null,null,null,null,null,null,null,null,null,null,null,null,null,null,null,314000,306920,299840,292760,285680,278600,272240,265880,259520,253160,246800,240160,233520,226880,220240,213600,208240,202880,197520,192160,186800,180840,174880,168920,162960,157000,151840,146680,141520,136360,131200,126680,122160,117640,113120,108600,104560,100520,96480,92440,88400]
["QV-SERIES","BD060L4S","DUAL - BITZER","407A","7A","LOW","L",105,"BD060L4S-7A-L-105",null,null,null,null,null,null,null,null,null,null,null,null,null,null,null,null,null,null,null,null,null,null,null,null,null,null,null,null,null,null,null,null,null,null,null,null,null,null,null,null,null,null,null,null,null,282200,276080,269960,263840,257720,251600,245120,238640,232160,225680,219200,213020,206840,200660,194480,188300,183340,178380,173420,168460,163500,158040,152580,147120,141660,136200,131280,126360,121440,116520,111600,107300,103000,98700,94400,90100,85860,81620,77380,73140,68900]
["QV-SERIES","BD054L4S","DUAL - BITZER","407A","7A","LOW","L",110,"BD054L4S-7A-L-110",null,null,null,null,null,null,null,null,null,null,null,null,null,null,null,null,null,null,null,null,null,null,null,null,null,null,null,null,null,null,null,null,null,null,null,null,null,null,null,null,null,null,null,null,null,237600,232160,226720,221280,215840,210400,204760,199120,193480,187840,182200,177120,172040,166960,161880,156800,152160,147520,142880,138240,133600,128880,124160,119440,114720,110000,105760,101520,97280,93040,88800,84800,80800,76800,72800,68800,65520,62240,58960,55680,52400]
["QV-SERIES","BP070M4S","PP - BITZER","407A","7A","MEDIUM","M",90,"BP070M4S-7A-M-90",857200,842040,826880,811720,796560,781400,767000,752600,738200,723800,709400,697080,684760,672440,660120,647800,636040,624280,612520,600760,589000,577840,566680,555520,544360,533200,522840,512480,502120,491760,481400,471040,460680,450320,439960,429600,419980,410360,400740,391120,381500,371880,362260,352640,343020,333400,325360,317320,309280,301240,293200,285160,277120,269080,261040,253000]
["QV-SERIES","BP080M4S","PP - BITZER","407A","7A","MEDIUM","M",90,"BP080M4S-7A-M-90",961200,944680,928160,911640,895120,878600,862360,846120,829880,813640,797400,784040,770680,757320,743960,730600,717720,704840,691960,679080,666200,653720,641240,628760,616280,603800,592280,580760,569240,557720,546200,534680,523160,511640,500120,488600,477900,467200,456500,445800,435100,424400,413700,403000,392300,381600,372460,363320,354180,345040,335900,326760,317620,308480,299340,290200]
["QV-SERIES","BP100M4S","PP - BITZER","407A","7A","MEDIUM","M",95,"BP100M4S-7A-M-95",1071000,1052960,1034920,1016880,998840,980800,963040,945280,927520,909760,892000,877000,862000,847000,832000,817000,802880,788760,774640,760520,746400,733200,720000,706800,693600,680400,667020,653640,640260,626880,613500,600120,586740,573360,559980,546600,534640,522680,510720,498760,486800,474840,462880,450920,438960,427000,416700,406400,396100,385800,375500,365200,354900,344600,334300,324000]
["QV-SERIES","BP100M4S","PP - BITZER","407A","7A","MEDIUM","M",100,"BP100M4S-7A-M-100",null,null,null,null,null,947800,930720,913640,896560,879480,862400,847720,833040,818360,803680,789000,775240,761480,747720,733960,720200,707320,694440,681560,668680,655800,643120,630440,617760,605080,592400,579720,567040,554360,541680,529000,517000,505000,493000,481000,469000,457000,445000,433000,421000,409000,399080,389160,379240,369320,359400,349480,339560,329640,319720,309800]
["QV-SERIES","BP070M4S","PP - BITZER","407A","7A","MEDIUM","M",105,"BP070M4S-7A-M-105",null,null,null,null,null,null,null,null,null,null,621100,609860,598620,587380,576140,564900,554360,543820,533280,522740,512200,502540,492880,483220,473560,463900,454380,444860,435340,425820,416300,406780,397260,387740,378220,368700,359920,351140,342360,333580,324800,316020,307240,298460,289680,280900,273670,266440,259210,251980,244750,237520,230290,223060,215830,208600]
["QV-SERIES","BP060M4S","PP - BITZER","407A","7A","MEDIUM","M",110,"BP060M4S-7A-M-110",null,null,null,null,null,null,null,null,null,null,454000,445840,437680,429520,421360,413200,405600,398000,390400,382800,375200,368160,361120,354080,347040,340000,332820,325640,318460,311280,304100,296920,289740,282560,275380,268200,261960,255720,249480,243240,237000,230760,224520,218280,212040,205800,200420,195040,189660,184280,178900,173520,168140,162760,157380,152000]
["QV-SERIES","BP060L4S","PP - BITZER","407A","7A","LOW","L",90,"BP060L4S-7A-L-90",null,null,null,null,null,null,null,null,null,null,null,null,null,null,null,null,null,null,null,null,null,null,null,null,null,null,null,null,null,null,null,null,null,null,null,null,null,null,null,null,null,null,null,null,null,331200,324360,317520,310680,303840,297000,289840,282680,275520,268360,261200,254240,247280,240320,233360,226400,220840,215280,209720,204160,198600,192600,186600,180600,174600,168600,162680,156760,150840,144920,139000,134400,129800,125200,120600,116000,111360,106720,102080,97440,92800]
["QV-SERIES","BP080L4S","PP - BITZER","407A","7A","LOW","L",95,"BP080L4S-7A-L-95",null,null,null,null,null,null,null,null,null,null,null,null,null,null,null,null,null,null,null,null,null,null,null,null,null,null,null,null,null,null,null,null,null,null,null,null,null,null,null,null,null,null,null,null,null,408800,399920,391040,382160,373280,364400,355280,346160,337040,327920,318800,310560,302320,294080,285840,277600,269880,262160,254440,246720,239000,231520,224040,216560,209080,201600,194400,187200,180000,172800,165600,160040,154480,148920,143360,137800,132160,126520,120880,115240,109600]
["QV-SERIES","BP044L4S","PP - BITZER","407A","7A","LOW","L",105,"BP044L4S-7A-L-105",null,null,null,null,null,null,null,null,null,null,null,null,null,null,null,null,null,null,null,null,null,null,null,null,null,null,null,null,null,null,null,null,null,null,null,null,null,null,null,null,null,null,null,null,null,209800,205220,200640,196060,191480,186900,182100,177300,172500,167700,162900,158360,153820,149280,144740,140200,136540,132880,129220,125560,121900,117940,113980,110020,106060,102100,98480,94860,91240,87620,84000,80660,77320,73980,70640,67300,64380,61460,58540,55620,52700]
["QV-SERIES","BP044L4S","PP - BITZER","407A","7A","LOW","L",110,"BP044L4S-7A-L-110",null,null,null,null,null,null,null,null,null,null,null,null,null,null,null,null,null,null,null,null,null,null,null,null,null,null,null,null,null,null,null,null,null,null,null,null,null,null,null,null,null,null,null,null,null,198800,194360,189920,185480,181040,176600,171920,167240,162560,157880,153200,148840,144480,140120,135760,131400,127920,124440,120960,117480,114000,110200,106400,102600,98800,95000,91560,88120,84680,81240,77800,74400,71000,67600,64200,60800,58000,55200,52400,49600,46800]
["QV-SERIES","BP080L4S","PP - BITZER","407A","7A","LOW","L",110,"BP080L4S-7A-L-110",null,null,null,null,null,null,null,null,null,null,null,null,null,null,null,null,null,null,null,null,null,null,null,null,null,null,null,null,null,null,null,null,null,null,null,null,null,null,null,null,null,null,null,null,null,351200,343200,335200,327200,319200,311200,302680,294160,285640,277120,268600,260880,253160,245440,237720,230000,223080,216160,209240,202320,195400,188880,182360,175840,169320,162800,156640,150480,144320,138160,132000,126600,121200,115800,110400,105000,99840,94680,89520,84360,79200]
["QV-SERIES","DV050M4S","SINGLE - DISCUS","407A","7A","MEDIUM","M",90,"DV050M4S-7A-M-90",555800,546700,537600,528500,519400,510300,502780,495260,487740,480220,472700,465640,458580,451520,444460,437400,430320,423240,416160,409080,402000,395360,388720,382080,375440,368800,361720,354640,347560,340480,333400,326320,319240,312160,305080,298000,291580,285160,278740,272320,265900,259480,253060,246640,240220,233800,228390,222980,217570,212160,206750,201340,195930,190520,185110,179700]
["QV-SERIES","DV030M4S","SINGLE - DISCUS","407A","7A","MEDIUM","M",95,"DV030M4S-7A-M-95",317500,312280,307060,301840,296620,291400,286380,281360,276340,271320,266300,262000,257700,253400,249100,244800,240580,236360,232140,227920,223700,219700,215700,211700,207700,203700,199830,195960,192090,188220,184350,180480,176610,172740,168870,165000,161260,157520,153780,150040,146300,142560,138820,135080,131340,127600,124320,121040,117760,114480,111200,107920,104640,101360,98080,94800]
["QV-SERIES","DV035M4S","SINGLE - DISCUS","407A","7A","MEDIUM","M",95,"DV035M4S-7A-M-95",396200,389340,382480,375620,368760,361900,356260,350620,344980,339340,333700,328360,323020,317680,312340,307000,301880,296760,291640,286520,281400,276520,271640,266760,261880,257000,251990,246980,241970,236960,231950,226940,221930,216920,211910,206900,202290,197680,193070,188460,183850,179240,174630,170020,165410,160800,157040,153280,149520,145760,142000,138240,134480,130720,126960,123200]
["QV-SERIES","DV020M4S","SINGLE - DISCUS","407A","7A","MEDIUM","M",100,"DV020M4S-7A-M-100",null,null,null,null,null,205100,201760,198420,195080,191740,188400,185240,182080,178920,175760,172600,169680,166760,163840,160920,158000,155260,152520,149780,147040,144300,141550,138800,136050,133300,130550,127800,125050,122300,119550,116800,114350,111900,109450,107000,104550,102100,99650,97200,94750,92300,90150,88000,85850,83700,81550,79400,77250,75100,72950,70800]
["QV-SERIES","DV020M4S","SINGLE - DISCUS","407A","7A","MEDIUM","M",105,"DV020M4S-7A-M-105",null,null,null,null,null,null,null,null,null,null,180700,177640,174580,171520,168460,165400,162570,159740,156910,154080,151250,148590,145930,143270,140610,137950,135295,132640,129985,127330,124675,122020,119365,116710,114055,111400,109030,106660,104290,101920,99550,97180,94810,92440,90070,87700,85615,83530,81445,79360,77275,75190,73105,71020,68935,66850]
["QV-SERIES","DV050M4S","SINGLE - DISCUS","407A","7A","MEDIUM","M",105,"DV050M4S-7A-M-105",null,null,null,null,null,null,null,null,null,null,424550,418090,411630,405170,398710,392250,385790,379330,372870,366410,359950,353440,346930,340420,333910,327400,321115,314830,308545,302260,295975,289690,283405,277120,270835,264550,258550,252550,246550,240550,234550,228550,222550,216550,210550,204550,199485,194420,189355,184290,179225,174160,169095,164030,158965,153900]
["QV-SERIES","DV020M4S","SINGLE - DISCUS","407A","7A","MEDIUM","M",110,"DV020M4S-7A-M-110",null,null,null,null,null,null,null,null,null,null,173000,170040,167080,164120,161160,158200,155460,152720,149980,147240,144500,141920,139340,136760,134180,131600,129040,126480,123920,121360,118800,116240,113680,111120,108560,106000,103710,101420,99130,96840,94550,92260,89970,87680,85390,83100,81080,79060,77040,75020,73000,70980,68960,66940,64920,62900]
["QV-SERIES","DV050M4S","SINGLE - DISCUS","407A","7A","MEDIUM","M",110,"DV050M4S-7A-M-110",null,null,null,null,null,null,null,null,null,null,408600,402380,396160,389940,383720,377500,371220,364940,358660,352380,346100,339780,333460,327140,320820,314500,308390,302280,296170,290060,283950,277840,271730,265620,259510,253400,247520,241640,235760,229880,224000,218120,212240,206360,200480,194600,189510,184420,179330,174240,169150,164060,158970,153880,148790,143700]
["QV-SERIES","DV022L4S","SINGLE - DISCUS","407A","7A","LOW","L",95,"DV022L4S-7A-L-95",null,null,null,null,null,null,null,null,null,null,null,null,null,null,null,null,null,null,null,null,null,null,null,null,null,null,null,null,null,null,null,null,null,null,null,null,null,null,null,null,null,null,null,null,null,123000,120460,117920,115380,112840,110300,107680,105060,102440,99820,97200,94740,92280,89820,87360,84900,83020,81140,79260,77380,75500,73520,71540,69560,67580,65600,63900,62200,60500,58800,57100,55200,53300,51400,49500,47600,45820,44040,42260,40480,38700]
["QV-SERIES","DV030L4S","SINGLE - DISCUS","407A","7A","LOW","L",100,"DV030L4S-7A-L-100",null,null,null,null,null,null,null,null,null,null,null,null,null,null,null,null,null,null,null,null,null,null,null,null,null,null,null,null,null,null,null,null,null,null,null,null,null,null,null,null,null,null,null,null,null,158900,155580,152260,148940,145620,142300,139320,136340,133360,130380,127400,124320,121240,118160,115080,112000,109440,106880,104320,101760,99200,96240,93280,90320,87360,84400,81660,78920,76180,73440,70700,68320,65940,63560,61180,58800,57240,55680,54120,52560,51000]
["QV-SERIES","DV040L4S","SINGLE - DISCUS","407A","7A","LOW","L",100,"DV040L4S-7A-L-100",null,null,null,null,null,null,null,null,null,null,null,null,null,null,null,null,null,null,null,null,null,null,null,null,null,null,null,null,null,null,null,null,null,null,null,null,null,null,null,null,null,null,null,null,null,199600,195980,192360,188740,185120,181500,177360,173220,169080,164940,160800,157020,153240,149460,145680,141900,138240,134580,130920,127260,123600,119960,116320,112680,109040,105400,101940,98480,95020,91560,88100,84460,80820,77180,73540,69900,67260,64620,61980,59340,56700]
["QV-SERIES","DV030L4S","SINGLE - DISCUS","407A","7A","LOW","L",110,"DV030L4S-7A-L-110",null,null,null,null,null,null,null,null,null,null,null,null,null,null,null,null,null,null,null,null,null,null,null,null,null,null,null,null,null,null,null,null,null,null,null,null,null,null,null,null,null,null,null,null,null,142800,139680,136560,133440,130320,127200,124380,121560,118740,115920,113100,110160,107220,104280,101340,98400,95940,93480,91020,88560,86100,83260,80420,77580,74740,71900,69520,67140,64760,62380,60000,57700,55400,53100,50800,48500,46840,45180,43520,41860,40200]
["QV-SERIES","DD050M4S","DUAL - DISCUS","407A","7A","MEDIUM","M",90,"DD050M4S-7A-M-90",562800,552960,543120,533280,523440,513600,504200,494800,485400,476000,466600,458880,451160,443440,435720,428000,420440,412880,405320,397760,390200,383080,375960,368840,361720,354600,348020,341440,334860,328280,321700,315120,308540,301960,295380,288800,282680,276560,270440,264320,258200,252080,245960,239840,233720,227600,222360,217120,211880,206640,201400,196160,190920,185680,180440,175200]
["QV-SERIES","DD030M4S","DUAL - DISCUS","407A","7A","MEDIUM","M",95,"DD030M4S-7A-M-95",383600,377000,370400,363800,357200,350600,345080,339560,334040,328520,323000,317640,312280,306920,301560,296200,291200,286200,281200,276200,271200,266320,261440,256560,251680,246800,241880,236960,232040,227120,222200,217280,212360,207440,202520,197600,193100,188600,184100,179600,175100,170600,166100,161600,157100,152600,148900,145200,141500,137800,134100,130400,126700,123000,119300,115600]
["QV-SERIES","DD080M4S","DUAL - DISCUS","407A","7A","MEDIUM","M",95,"DD080M4S-7A-M-95",916800,902920,889040,875160,861280,847400,833520,819640,805760,791880,778000,765520,753040,740560,728080,715600,703560,691520,679480,667440,655400,644200,633000,621800,610600,599400,587760,576120,564480,552840,541200,529560,517920,506280,494640,483000,472260,461520,450780,440040,429300,418560,407820,397080,386340,375600,367040,358480,349920,341360,332800,324240,315680,307120,298560,290000]
["QV-SERIES","DD030M4S","DUAL - DISCUS","407A","7A","MEDIUM","M",100,"DD030M4S-7A-M-100",null,null,null,null,null,337000,330480,323960,317440,310920,304400,300440,296480,292520,288560,284600,279760,274920,270080,265240,260400,255760,251120,246480,241840,237200,232400,227600,222800,218000,213200,208400,203600,198800,194000,189200,184800,180400,176000,171600,167200,162800,158400,154000,149600,145200,141600,138000,134400,130800,127200,123600,120000,116400,112800,109200]
["QV-SERIES","DD060M4S","DUAL - DISCUS","407A","7A","MEDIUM","M",100,"DD060M4S-7A-M-100",null,null,null,null,null,559400,549680,539960,530240,520520,510800,502560,494320,486080,477840,469600,461440,453280,445120,436960,428800,420800,412800,404800,396800,388800,381320,373840,366360,358880,351400,343920,336440,328960,321480,314000,307020,300040,293060,286080,279100,272120,265140,258160,251180,244200,237960,231720,225480,219240,213000,206760,200520,194280,188040,181800]
["QV-SERIES","DD070M4S","DUAL - DISCUS","407A","7A","MEDIUM","M",105,"DD070M4S-7A-M-105",null,null,null,null,null,null,null,null,null,null,621600,611620,601640,591660,581680,571700,561940,552180,542420,532660,522900,513840,504780,495720,486660,477600,468090,458580,449070,439560,430050,420540,411030,401520,392010,382500,373700,364900,356100,347300,338500,329700,320900,312100,303300,294500,287210,279920,272630,265340,258050,250760,243470,236180,228890,221600]
["QV-SERIES","DD080M4S","DUAL - DISCUS","407A","7A","MEDIUM","M",105,"DD080M4S-7A-M-105",null,null,null,null,null,null,null,null,null,null,721100,709880,698660,687440,676220,665000,653760,642520,631280,620040,608800,597880,586960,576040,565120,554200,543350,532500,521650,510800,499950,489100,478250,467400,456550,445700,435550,425400,415250,405100,394950,384800,374650,364500,354350,344200,335870,327540,319210,310880,302550,294220,285890,277560,269230,260900]
["QV-SERIES","DD060M4S","DUAL - DISCUS","407A","7A","MEDIUM","M",110,"DD060M4S-7A-M-110",null,null,null,null,null,null,null,null,null,null,466400,458760,451120,443480,435840,428200,420520,412840,405160,397480,389800,382400,375000,367600,360200,352800,346060,339320,332580,325840,319100,312360,305620,298880,292140,285400,278980,272560,266140,259720,253300,246880,240460,234040,227620,221200,215660,210120,204580,199040,193500,187960,182420,176880,171340,165800]
["QV-SERIES","DD060L4S","DUAL - DISCUS","407A","7A","LOW","L",90,"DD060L4S-7A-L-90",null,null,null,null,null,null,null,null,null,null,null,null,null,null,null,null,null,null,null,null,null,null,null,null,null,null,null,null,null,null,null,null,null,null,null,null,null,null,null,null,null,null,null,null,null,348200,341760,335320,328880,322440,316000,309120,302240,295360,288480,281600,275080,268560,262040,255520,249000,243720,238440,233160,227880,222600,216520,210440,204360,198280,192200,186400,180600,174800,169000,163200,158400,153600,148800,144000,139200,134160,129120,124080,119040,114000]
["QV-SERIES","DD080L4S","DUAL - DISCUS","407A","7A","LOW","L",95,"DD080L4S-7A-L-95",null,null,null,null,null,null,null,null,null,null,null,null,null,null,null,null,null,null,null,null,null,null,null,null,null,null,null,null,null,null,null,null,null,null,null,null,null,null,null,null,null,null,null,null,null,411600,404400,397200,390000,382800,375600,367600,359600,351600,343600,335600,327800,320000,312200,304400,296600,289400,282200,275000,267800,260600,253200,245800,238400,231000,223600,217080,210560,204040,197520,191000,184520,178040,171560,165080,158600,152560,146520,140480,134440,128400]
["QV-SERIES","DD060L4S","DUAL - DISCUS","407A","7A","LOW","L",100,"DD060L4S-7A-L-100",null,null,null,null,null,null,null,null,null,null,null,null,null,null,null,null,null,null,null,null,null,null,null,null,null,null,null,null,null,null,null,null,null,null,null,null,null,null,null,null,null,null,null,null,null,317800,311160,304520,297880,291240,284600,278640,272680,266720,260760,254800,248640,242480,236320,230160,224000,218880,213760,208640,203520,198400,192480,186560,180640,174720,168800,163320,157840,152360,146880,141400,136640,131880,127120,122360,117600,114480,111360,108240,105120,102000]
["QV-SERIES","DD060L4S","DUAL - DISCUS","407A","7A","LOW","L",105,"DD060L4S-7A-L-105",null,null,null,null,null,null,null,null,null,null,null,null,null,null,null,null,null,null,null,null,null,null,null,null,null,null,null,null,null,null,null,null,null,null,null,null,null,null,null,null,null,null,null,null,null,301700,295260,288820,282380,275940,269500,263700,257900,252100,246300,240500,234480,228460,222440,216420,210400,205380,200360,195340,190320,185300,179500,173700,167900,162100,156300,151180,146060,140940,135820,130700,126020,121340,116660,111980,107300,104080,100860,97640,94420,91200]
["QV-SERIES","DP050M4S","PP - DISCUS","407A","7A","MEDIUM","M",90,"DP050M4S-7A-M-90",562800,552960,543120,533280,523440,513600,504200,494800,485400,476000,466600,458880,451160,443440,435720,428000,420440,412880,405320,397760,390200,383080,375960,368840,361720,354600,348020,341440,334860,328280,321700,315120,308540,301960,295380,288800,282680,276560,270440,264320,258200,252080,245960,239840,233720,227600,222360,217120,211880,206640,201400,196160,190920,185680,180440,175200]
["QV-SERIES","DP050M4S","PP - DISCUS","407A","7A","MEDIUM","M",95,"DP050M4S-7A-M-95",541000,531600,522200,512800,503400,494000,485200,476400,467600,458800,450000,442120,434240,426360,418480,410600,403520,396440,389360,382280,375200,368640,362080,355520,348960,342400,335900,329400,322900,316400,309900,303400,296900,290400,283900,277400,271440,265480,259520,253560,247600,241640,235680,229720,223760,217800,212660,207520,202380,197240,192100,186960,181820,176680,171540,166400]
["QV-SERIES","DP060M4S","PP - DISCUS","407A","7A","MEDIUM","M",95,"DP060M4S-7A-M-95",635000,624560,614120,603680,593240,582800,572760,562720,552680,542640,532600,524000,515400,506800,498200,489600,481160,472720,464280,455840,447400,439400,431400,423400,415400,407400,399660,391920,384180,376440,368700,360960,353220,345480,337740,330000,322520,315040,307560,300080,292600,285120,277640,270160,262680,255200,248640,242080,235520,228960,222400,215840,209280,202720,196160,189600]
["QV-SERIES","DP100M4S","PP - DISCUS","407A","7A","MEDIUM","M",100,"DP100M4S-7A-M-100",null,null,null,null,null,950400,936520,922640,908760,894880,881000,867600,854200,840800,827400,814000,800720,787440,774160,760880,747600,734200,720800,707400,694000,680600,667680,654760,641840,628920,616000,603080,590160,577240,564320,551400,539160,526920,514680,502440,490200,477960,465720,453480,441240,429000,418920,408840,398760,388680,378600,368520,358440,348360,338280,328200]
["QV-SERIES","DP070M4S","PP - DISCUS","407A","7A","MEDIUM","M",105,"DP070M4S-7A-M-105",null,null,null,null,null,null,null,null,null,null,621600,611620,601640,591660,581680,571700,561940,552180,542420,532660,522900,513840,504780,495720,486660,477600,468090,458580,449070,439560,430050,420540,411030,401520,392010,382500,373700,364900,356100,347300,338500,329700,320900,312100,303300,294500,287210,279920,272630,265340,258050,250760,243470,236180,228890,221600]
["QV-SERIES","DP100M4S","PP - DISCUS","407A","7A","MEDIUM","M",105,"DP100M4S-7A-M-105",null,null,null,null,null,null,null,null,null,null,849100,836180,823260,810340,797420,784500,771580,758660,745740,732820,719900,706880,693860,680840,667820,654800,642230,629660,617090,604520,591950,579380,566810,554240,541670,529100,517100,505100,493100,481100,469100,457100,445100,433100,421100,409100,398970,388840,378710,368580,358450,348320,338190,328060,317930,307800]
["QV-SERIES","DP100M4S","PP - DISCUS","407A","7A","MEDIUM","M",110,"DP100M4S-7A-M-110",null,null,null,null,null,null,null,null,null,null,817200,804760,792320,779880,767440,755000,742440,729880,717320,704760,692200,679560,666920,654280,641640,629000,616780,604560,592340,580120,567900,555680,543460,531240,519020,506800,495040,483280,471520,459760,448000,436240,424480,412720,400960,389200,379020,368840,358660,348480,338300,328120,317940,307760,297580,287400]
["QV-SERIES","DP044L4S","PP - DISCUS","407A","7A","LOW","L",95,"DP044L4S-7A-L-95",null,null,null,null,null,null,null,null,null,null,null,null,null,null,null,null,null,null,null,null,null,null,null,null,null,null,null,null,null,null,null,null,null,null,null,null,null,null,null,null,null,null,null,null,null,246000,240920,235840,230760,225680,220600,215360,210120,204880,199640,194400,189480,184560,179640,174720,169800,166040,162280,158520,154760,151000,147040,143080,139120,135160,131200,127800,124400,121000,117600,114200,110400,106600,102800,99000,95200,91640,88080,84520,80960,77400]
["QV-SERIES","DP044L4S","PP - DISCUS","407A","7A","LOW","L",100,"DP044L4S-7A-L-100",null,null,null,null,null,null,null,null,null,null,null,null,null,null,null,null,null,null,null,null,null,null,null,null,null,null,null,null,null,null,null,null,null,null,null,null,null,null,null,null,null,null,null,null,null,234800,229880,224960,220040,215120,210200,205160,200120,195080,190040,185000,180240,175480,170720,165960,161200,157520,153840,150160,146480,142800,139000,135200,131400,127600,123800,120640,117480,114320,111160,108000,104040,100080,96120,92160,88200,84720,81240,77760,74280,70800]
["QV-SERIES","DP080L4S","PP - DISCUS","407A","7A","LOW","L",105,"DP080L4S-7A-L-105",null,null,null,null,null,null,null,null,null,null,null,null,null,null,null,null,null,null,null,null,null,null,null,null,null,null,null,null,null,null,null,null,null,null,null,null,null,null,null,null,null,null,null,null,null,381700,374720,367740,360760,353780,346800,338860,330920,322980,315040,307100,299680,292260,284840,277420,270000,263000,256000,249000,242000,235000,227440,219880,212320,204760,197200,190380,183560,176740,169920,163100,156160,149220,142280,135340,128400,123060,117720,112380,107040,101700]
["QV-SERIES","DP044L4S","PP - DISCUS","407A","7A","LOW","L",110,"DP044L4S-7A-L-110",null,null,null,null,null,null,null,null,null,null,null,null,null,null,null,null,null,null,null,null,null,null,null,null,null,null,null,null,null,null,null,null,null,null,null,null,null,null,null,null,null,null,null,null,null,212800,208080,203360,198640,193920,189200,184480,179760,175040,170320,165600,161400,157200,153000,148800,144600,140920,137240,133560,129880,126200,122720,119240,115760,112280,108800,105760,102720,99680,96640,93600,89680,85760,81840,77920,74000,70720,67440,64160,60880,57600]
["MINI-CON","O160L4S","SCROLL","407C","7C","LOW","L",90,"O160L4S-7C-L-90",null,null,null,null,null,null,null,null,null,null,null,null,null,null,null,null,null,null,null,null,null,null,null,null,null,null,null,null,null,null,null,null,null,null,null,null,null,null,null,null,null,null,null,null,null,6540,6376,6212,6048,5884,5720,5572,5424,5276,5128,4980,4846,4712,4578,4444,4310,4192,4074,3956,3838,3720,3616,3512,3408,3304,3200,3110,3020,2930,2840,2750,2683,2616,2549,2482,2415,2348,2281,2214,2147,2080]
["MINI-CON","O400L4S","SCROLL","407C","7C","LOW","L",90,"O400L4S-7C-L-90",null,null,null,null,null,null,null,null,null,null,null,null,null,null,null,null,null,null,null,null,null,null,null,null,null,null,null,null,null,null,null,null,null,null,null,null,null,null,null,null,null,null,null,null,null,19620,19180,18740,18300,17860,17420,17002,16584,16166,15748,15330,14942,14554,14166,13778,13390,13034,12678,12322,11966,11610,11296,10982,10668,10354,10040,9772,9504,9236,8968,8700,8519,8338,8157,7976,7795,7614,7433,7252,7071,6890]
["MINI-CON","O160L4S","SCROLL","407C","7C","LOW","L",95,"O160L4S-7C-L-95",null,null,null,null,null,null,null,null,null,null,null,null,null,null,null,null,null,null,null,null,null,null,null,null,null,null,null,null,null,null,null,null,null,null,null,null,null,null,null,null,null,null,null,null,null,6300,6142,5984,5826,5668,5510,5366,5222,5078,4934,4790,4662,4534,4406,4278,4150,4036,3922,3808,3694,3580,3480,3380,3280,3180,3080,2994,2908,2822,2736,2650,2587,2524,2461,2398,2335,2272,2209,2146,2083,2020]
["MINI-CON","O250L4S","SCROLL","407C","7C","LOW","L",95,"O250L4S-7C-L-95",null,null,null,null,null,null,null,null,null,null,null,null,null,null,null,null,null,null,null,null,null,null,null,null,null,null,null,null,null,null,null,null,null,null,null,null,null,null,null,null,null,null,null,null,null,11810,11546,11282,11018,10754,10490,10252,10014,9776,9538,9300,9082,8864,8646,8428,8210,8010,7810,7610,7410,7210,7030,6850,6670,6490,6310,6144,5978,5812,5646,5480,5333,5186,5039,4892,4745,4598,4451,4304,4157,4010]
["MINI-CON","O600L4S","SCROLL","407C","7C","LOW","L",95,"O600L4S-7C-L-95",null,null,null,null,null,null,null,null,null,null,null,null,null,null,null,null,null,null,null,null,null,null,null,null,null,null,null,null,null,null,null,null,null,null,null,null,null,null,null,null,null,null,null,null,null,27590,26996,26402,25808,25214,24620,24052,23484,22916,22348,21780,21248,20716,20184,19652,19120,18636,18152,17668,17184,16700,16272,15844,15416,14988,14560,14194,13828,13462,13096,12730,12475,12220,11965,11710,11455,11200,10945,10690,10435,10180]
["MINI-CON","O350L4S","SCROLL","407C","7C","LOW","L",100,"O350L4S-7C-L-100",null,null,null,null,null,null,null,null,null,null,null,null,null,null,null,null,null,null,null,null,null,null,null,null,null,null,null,null,null,null,null,null,null,null,null,null,null,null,null,null,null,null,null,null,null,15530,15238,14946,14654,14362,14070,13772,13474,13176,12878,12580,12284,11988,11692,11396,11100,10818,10536,10254,9972,9690,9430,9170,8910,8650,8390,8162,7934,7706,7478,7250,7085,6920,6755,6590,6425,6260,6095,5930,5765,5600]
["MINI-CON","O100L4S","SCROLL","407C","7C","LOW","L",105,"O100L4S-7C-L-105",null,null,null,null,null,null,null,null,null,null,null,null,null,null,null,null,null,null,null,null,null,null,null,null,null,null,null,null,null,null,null,null,null,null,null,null,null,null,null,null,null,null,null,null,null,3505,3423,3341,3259,3177,3095,3022,2949,2876,2803,2730,2668,2606,2544,2482,2420,2365,2310,2255,2200,2145,2099,2053,2007,1961,1915,1875,1834,1794,1753,1713,1679,1644,1610,1576,1542,1507,1473,1439,1405,1370]
["MINI-CON","O130L4S","SCROLL","407C","7C","LOW","L",105,"O130L4S-7C-L-105",null,null,null,null,null,null,null,null,null,null,null,null,null,null,null,null,null,null,null,null,null,null,null,null,null,null,null,null,null,null,null,null,null,null,null,null,null,null,null,null,null,null,null,null,null,4855,4731,4607,4483,4359,4235,4123,4011,3899,3787,3675,3576,3477,3378,3279,3180,3095,3010,2925,2840,2755,2682,2609,2536,2463,2390,2331,2272,2213,2154,2095,2055,2015,1975,1935,1895,1855,1815,1775,1735,1695]
["MINI-CON","O300L4S","SCROLL","407C","7C","LOW","L",105,"O300L4S-7C-L-105",null,null,null,null,null,null,null,null,null,null,null,null,null,null,null,null,null,null,null,null,null,null,null,null,null,null,null,null,null,null,null,null,null,null,null,null,null,null,null,null,null,null,null,null,null,12230,11990,11750,11510,11270,11030,10794,10558,10322,10086,9850,9622,9394,9166,8938,8710,8494,8278,8062,7846,7630,7432,7234,7036,6838,6640,6460,6280,6100,5920,5740,5601,5461,5322,5182,5043,4903,4764,4624,4485,4345]
["MINI-CON","O160L4S","SCROLL","407C","7C","LOW","L",110,"O160L4S-7C-L-110",null,null,null,null,null,null,null,null,null,null,null,null,null,null,null,null,null,null,null,null,null,null,null,null,null,null,null,null,null,null,null,null,null,null,null,null,null,null,null,null,null,null,null,null,null,5560,5418,5276,5134,4992,4850,4722,4594,4466,4338,4210,4096,3982,3868,3754,3640,3540,3440,3340,3240,3140,3054,2968,2882,2796,2710,2636,2562,2488,2414,2340,2288,2236,2184,2132,2080,2028,1976,1924,1872,1820]
["MINI-CON","O300L4S","SCROLL","407C","7C","LOW","L",110,"O300L4S-7C-L-110",null,null,null,null,null,null,null,null,null,null,null,null,null,null,null,null,null,null,null,null,null,null,null,null,null,null,null,null,null,null,null,null,null,null,null,null,null,null,null,null,null,null,null,null,null,11810,11580,11350,11120,10890,10660,10434,10208,9982,9756,9530,9310,9090,8870,8650,8430,8222,8014,7806,7598,7390,7198,7006,6814,6622,6430,6256,6082,5908,5734,5560,5423,5286,5149,5012,4875,4738,4601,4464,4327,4190]
["MINI-CON","O600L4S","SCROLL","407C","7C","LOW","L",110,"O600L4S-7C-L-110",null,null,null,null,null,null,null,null,null,null,null,null,null,null,null,null,null,null,null,null,null,null,null,null,null,null,null,null,null,null,null,null,null,null,null,null,null,null,null,null,null,null,null,null,null,25050,24490,23930,23370,22810,22250,21720,21190,20660,20130,19600,19108,18616,18124,17632,17140,16694,16248,15802,15356,14910,14516,14122,13728,13334,12940,12612,12284,11956,11628,11300,11079,10858,10637,10416,10195,9974,9753,9532,9311,9090]
["MINI-CON","O150E4S","SCROLL","407C","7C","EXT. MEDIUM","EM",90,"O150E4S-7C-EM-90",18980,18652,18324,17996,17668,17340,17012,16684,16356,16028,15700,15350,15000,14650,14300,13950,13686,13422,13158,12894,12630,12376,12122,11868,11614,11360,11132,10903,10675,10446,10218,9989,9761,9532,9304,9075,8847,8618,8390,8161,7933,7704,7476,7247,7019,6790,6584,6378,6172,5966,5760,5560,5360,5160,4960,4760]
["MINI-CON","O350E4S","SCROLL","407C","7C","EXT. MEDIUM","EM",90,"O350E4S-7C-EM-90",44680,43896,43112,42328,41544,40760,39976,39192,38408,37624,36840,35982,35124,34266,33408,32550,31944,31338,30732,30126,29520,28948,28376,27804,27232,26660,26150,25640,25130,24620,24110,23600,23090,22580,22070,21560,21050,20540,20030,19520,19010,18500,17990,17480,16970,16460,15986,15512,15038,14564,14090,13616,13142,12668,12194,11720]
["MINI-CON","O080M4S","SCROLL","407C","7C","MEDIUM","M",95,"O080M4S-7C-M-95",11750,11533,11316,11099,10882,10665,10448,10231,10014,9797,9580,9382,9184,8986,8788,8590,8406,8222,8038,7854,7670,7500,7330,7160,6990,6820,6680,6539,6399,6258,6118,5977,5837,5696,5556,5415,5275,5134,4994,4853,4713,4572,4432,4291,4151,4010]
["MINI-CON","O180E4S","SCROLL","407C","7C","EXT. MEDIUM","EM",95,"O180E4S-7C-EM-95",20550,20202,19854,19506,19158,18810,18462,18114,17766,17418,17070,16712,16354,15996,15638,15280,14996,14712,14428,14144,13860,13586,13312,13038,12764,12490,12238,11986,11734,11482,11230,10978,10726,10474,10222,9970,9718,9466,9214,8962,8710,8458,8206,7954,7702,7450,7218,6986,6754,6522,6290,6062,5834,5606,5378,5150]
["MINI-CON","O280E4S","SCROLL","407C","7C","EXT. MEDIUM","EM",95,"O280E4S-7C-EM-95",32400,31830,31260,30680,30110,29540,28970,28390,27820,27240,26670,26160,25640,25130,24610,24100,23620,23130,22650,22160,21680,21250,20810,20380,19940,19510,19160,18800,18450,18090,17740,17380,17030,16670,16320,15960,15600,15250,14890,14540,14180,13820,13470,13110,12760,12400,12100,11800,11510,11210,10910,10650,10390,10130,9870,9610]
["MINI-CON","O500E4S","SCROLL","407C","7C","EXT. MEDIUM","EM",95,"O500E4S-7C-EM-95",60050,59082,58114,57146,56178,55210,54242,53274,52306,51338,50370,49712,49054,48396,47738,47080,46162,45244,44326,43408,42490,41614,40738,39862,38986,38110,37447,36783,36120,35456,34793,34129,33466,32802,32139,31475,30812,30148,29485,28821,28158,27494,26831,26167,25504,24840,24320,23800,23280,22760,22240,21748,21256,20764,20272,19780]
["MINI-CON","O150E4S","SCROLL","407C","7C","EXT. MEDIUM","EM",100,"O150E4S-7C-EM-100",null,null,null,null,null,null,null,null,null,null,14510,14244,13978,13712,13446,13180,12932,12684,12436,12188,11940,11702,11464,11226,10988,10750,10528,10306,10084,9862,9640,9418,9196,8974,8752,8530,8308,8086,7864,7642,7420,7198,6976,6754,6532,6310,6104,5898,5692,5486,5280,5080,4880,4680,4480,4280]
["MINI-CON","O180E4S","SCROLL","407C","7C","EXT. MEDIUM","EM",100,"O180E4S-7C-EM-100",null,null,null,null,null,null,null,null,null,null,16300,16010,15720,15430,15140,14850,14574,14298,14022,13746,13470,13204,12938,12672,12406,12140,11892,11644,11396,11148,10900,10652,10404,10156,9908,9660,9412,9164,8916,8668,8420,8172,7924,7676,7428,7180,6946,6712,6478,6244,6010,5780,5550,5320,5090,4860]
["MINI-CON","O350E4S","SCROLL","407C","7C","EXT. MEDIUM","EM",100,"O350E4S-7C-EM-100",null,null,null,null,null,null,null,null,null,null,34090,33420,32750,32080,31410,30740,30168,29596,29024,28452,27880,27338,26796,26254,25712,25170,24675,24180,23685,23190,22695,22200,21705,21210,20715,20220,19725,19230,18735,18240,17745,17250,16755,16260,15765,15270,14796,14322,13848,13374,12900,12424,11948,11472,10996,10520]
["MINI-CON","O500E4S","SCROLL","407C","7C","EXT. MEDIUM","EM",100,"O500E4S-7C-EM-100",null,null,null,null,null,null,null,null,null,null,48180,47642,47104,46566,46028,45490,44592,43694,42796,41898,41000,40142,39284,38426,37568,36710,36079,35448,34817,34186,33555,32924,32293,31662,31031,30400,29769,29138,28507,27876,27245,26614,25983,25352,24721,24090,23586,23082,22578,22074,21570,21090,20610,20130,19650,19170]
["MINI-CON","O200E4S","SCROLL","407C","7C","EXT. MEDIUM","EM",105,"O200E4S-7C-EM-105",null,null,null,null,null,null,null,null,null,null,18330,18231,18132,18033,17934,17835,17494,17153,16812,16471,16130,15798,15466,15134,14802,14470,14165,13859,13553,13247,12942,12636,12330,12024,11719,11413,11107,10801,10496,10190,9884,9578,9273,8967,8661,8355]
["MINI-CON","O280E4S","SCROLL","407C","7C","EXT. MEDIUM","EM",105,"O280E4S-7C-EM-105",null,null,null,null,null,null,null,null,null,null,24955,24480,24000,23520,23040,22560,22100,21650,21190,20730,20275,19870,19470,19060,18660,18250,17920,17580,17250,16910,16580,16240,15910,15570,15240,14900,14560,14230,13890,13560,13220,12880,12550,12210,11880,11540]
["MINI-CON","O500E4S","SCROLL","407C","7C","EXT. MEDIUM","EM",105,"O500E4S-7C-EM-105",null,null,null,null,null,null,null,null,null,null,46180,45872,45564,45256,44948,44640,43752,42864,41976,41088,40200,39352,38504,37656,36808,35960,35329,34698,34067,33435,32804,32173,31542,30910,30279,29648,29017,28385,27754,27123,26492,25860,25229,24598,23967,23335]
["MINI-CON","O130E4S","SCROLL","407C","7C","EXT. MEDIUM","EM",110,"O130E4S-7C-EM-110",null,null,null,null,null,null,null,null,null,null,null,null,null,null,null,9890,9712,9534,9356,9178,9000,8824,8648,8472,8296,8120,7948,7775,7603,7430,7258,7085,6913,6740,6568,6395,6223,6050,5878,5705,5533,5360,5188,5015,4843,4670]
["MINI-CON","O250E4S","SCROLL","407C","7C","EXT. MEDIUM","EM",110,"O250E4S-7C-EM-110",null,null,null,null,null,null,null,null,null,null,18460,18634,18808,18982,19156,19330,18968,18606,18244,17882,17520,17162,16804,16446,16088,15730,15392,15053,14715,14376,14038,13699,13361,13022,12684,12345,12007,11668,11330,10991,10653,10314,9976,9637,9299,8960]
["MINI-CON","O350E4S","SCROLL","407C","7C","EXT. MEDIUM","EM",110,"O350E4S-7C-EM-110",null,null,null,null,null,null,null,null,null,null,29720,29566,29412,29258,29104,28950,28408,27866,27324,26782,26240,25722,25204,24686,24168,23650,23166,22681,22197,21712,21228,20743,20259,19774,19290,18805,18321,17836,17352,16867,16383,15898,15414,14929,14445,13960]
["MINI-CON","H100E4S","HERMETIC","407C","7C","EXT. MEDIUM","EM",90,"H100E4S-7C-EM-90",null,null,null,null,null,null,null,null,null,null,null,null,null,null,null,10150,9918,9686,9454,9222,8990,8782,8574,8366,8158,7950,7756,7562,7368,7174,6980,6802,6624,6446,6268,6090,5928,5766,5604,5442,5280,5128,4976,4824,4672,4520]
["MINI-CON","H100E4S","HERMETIC","407C","7C","EXT. MEDIUM","EM",105,"H100E4S-7C-EM-105",null,null,null,null,null,null,null,null,null,null,null,null,null,null,null,9050,8841,8632,8423,8214,8005,7817,7629,7441,7253,7065,6891,6717,6543,6369,6195,6034,5873,5712,5551,5390]
["NEXT-GEN II","BS04E4S","BITZER","407C","7C","EXT. MEDIUM","EM",90,"BS04E4S-7C-EM-90",null,null,null,null,null,58120,57002,55884,54766,53648,52530,51412,50294,49176,48058,46940,45944,44948,43952,42956,41960,41042,40124,39206,38288,37370,36624,35878,35132,34386,33640,32894,32148,31402,30656,29910,29164,28418,27672,26926,26180,25434,24688,23942,23196,22450,21856,21262,20668,20074,19480,18936,18392,17848,17304,16760]
["NEXT-GEN II","BS10E4S","BITZER","407C","7C","EXT. MEDIUM","EM",90,"BS10E4S-7C-EM-90",null,null,null,null,null,137300,134761,132222,129683,127144,124605,122066,119527,116988,114449,111910,109608,107306,105004,102702,100400,98250,96100,93950,91800,89650,87866,86082,84298,82514,80730,78946,77162,75378,73594,71810,70026,68242,66458,64674,62890,61106,59322,57538,55754,53970,52510,51050,49590,48130,46670,45322,43974,42626,41278,39930]
["NEXT-GEN II","BS15E4S","BITZER","407C","7C","EXT. MEDIUM","EM",90,"BS15E4S-7C-EM-90",null,null,null,null,null,185530,182083,178636,175189,171742,168295,164848,161401,157954,154507,151060,147920,144780,141640,138500,135360,132442,129524,126606,123688,120770,118348,115925,113503,111080,108658,106235,103813,101390,98968,96545,94123,91700,89278,86855,84433,82010,79588,77165,74743,72320,70346,68372,66398,64424,62450,60624,58798,56972,55146,53320]
["NEXT-GEN II","BS07E4S","BITZER","407C","7C","EXT. MEDIUM","EM",95,"BS07E4S-7C-EM-95",null,null,null,null,null,90380,88590,86800,85010,83220,81430,79640,77850,76060,74270,72480,70898,69316,67734,66152,64570,63112,61654,60196,58738,57280,56097,54913,53730,52546,51363,50179,48996,47812,46629,45445,44262,43078,41895,40711,39528,38344,37161,35977,34794,33610,32662,31714,30766,29818,28870,28004,27138,26272,25406,24540]
["NEXT-GEN II","BS10E4S","BITZER","407C","7C","EXT. MEDIUM","EM",95,"BS10E4S-7C-EM-95",null,null,null,null,null,132190,129704,127218,124732,122246,119760,117274,114788,112302,109816,107330,105104,102878,100652,98426,96200,94120,92040,89960,87880,85800,84074,82348,80622,78896,77170,75444,73718,71992,70266,68540,66814,65088,63362,61636,59910,58184,56458,54732,53006,51280,49866,48452,47038,45624,44210,42906,41602,40298,38994,37690]
["NEXT-GEN II","BS05E4S","BITZER","407C","7C","EXT. MEDIUM","EM",100,"BS05E4S-7C-EM-100",null,null,null,null,null,null,null,null,null,null,null,null,null,null,null,45460,44454,43448,42442,41436,40430,39504,38578,37652,36726,35800,35044,34288,33532,32776,32020,31264,30508,29752,28996,28240,27484,26728,25972,25216,24460,23704,22948,22192,21436,20680,20076,19472,18868,18264,17660,17260,16860,16460,16060,15660]
["NEXT-GEN II","BS12E4S","BITZER","407C","7C","EXT. MEDIUM","EM",100,"BS12E4S-7C-EM-100",null,null,null,null,null,null,null,null,null,null,null,null,null,null,null,119830,117218,114606,111994,109382,106770,104346,101922,99498,97074,94650,92653,90656,88659,86662,84665,82668,80671,78674,76677,74680,72683,70686,68689,66692,64695,62698,60701,58704,56707,54710,53102,51494,49886,48278,46670,45182,43694,42206,40718,39230]
["NEXT-GEN II","BS05E4S","BITZER","407C","7C","EXT. MEDIUM","EM",105,"BS05E4S-7C-EM-105",null,null,null,null,null,null,null,null,null,null,null,null,null,null,null,43395,42428,41461,40494,39527,38560,37668,36776,35884,34992,34100,33371,32642,31913,31183,30454,29725,28996,28266,27537,26808,26079,25349,24620,23891,23162,22432,21703,20974,20245,19515,18928,18341,17754,17167,16580,16117,15654,15191,14728,14265]
["NEXT-GEN II","BS03E4S","BITZER","407C","7C","EXT. MEDIUM","EM",110,"BS03E4S-7C-EM-110",null,null,null,null,null,null,null,null,null,null,null,null,null,null,null,32940,32212,31484,30756,30028,29300,28626,27952,27278,26604,25930,25383,24836,24289,23742,23195,22648,22101,21554,21007,20460,19913,19366,18819,18272,17725,17178,16631,16084,15537,14990,14548,14106,13664,13222,12780,12370,11960,11550,11140,10730]
["NEXT-GEN II","BS06E4S","BITZER","407C","7C","EXT. MEDIUM","EM",110,"BS06E4S-7C-EM-110",null,null,null,null,null,null,null,null,null,null,null,null,null,null,null,53590,52366,51142,49918,48694,47470,46342,45214,44086,42958,41830,40917,40003,39090,38176,37263,36349,35436,34522,33609,32695,31782,30868,29955,29041,28128,27214,26301,25387,24474,23560,22822,22084,21346,20608,19870,19190,18510,17830,17150,16470]
["NEXT-GEN II","BS12E4S","BITZER","407C","7C","EXT. MEDIUM","EM",110,"BS12E4S-7C-EM-110",null,null,null,null,null,null,null,null,null,null,null,null,null,null,null,108740,106302,103864,101426,98988,96550,94290,92030,89770,87510,85250,83398,81545,79693,77840,75988,74135,72283,70430,68578,66725,64873,63020,61168,59315,57463,55610,53758,51905,50053,48200,46702,45204,43706,42208,40710,39346,37982,36618,35254,33890]
["NEXT-GEN II","BS06L4S","BITZER","407C","7C","LOW","L",90,"BS06L4S-7C-L-90",null,null,null,null,null,null,null,null,null,null,null,null,null,null,null,null,null,null,null,null,null,null,null,null,null,null,null,null,null,null,null,null,null,null,null,null,null,null,null,null,null,null,null,null,null,43600,42426,41252,40078,38904,37730,36654,35578,34502,33426,32350,31370,30390,29410,28430,27450,26540,25630,24720,23810,22900,22092,21284,20476,19668,18860,18126,17392,16658,15924,15190,14561,13932,13303,12674,12045,11416,10787,10158,9529,8900]
["NEXT-GEN II","BS15L4S","BITZER","407C","7C","LOW","L",90,"BS15L4S-7C-L-90",null,null,null,null,null,null,null,null,null,null,null,null,null,null,null,null,null,null,null,null,null,null,null,null,null,null,null,null,null,null,null,null,null,null,null,null,null,null,null,null,null,null,null,null,null,88400,86362,84324,82286,80248,78210,76330,74450,72570,70690,68810,67070,65330,63590,61850,60110,58498,56886,55274,53662,52050,50566,49082,47598,46114,44630,43262,41894,40526,39158,37790,36582,35374,34166,32958,31750,30542,29334,28126,26918,25710]
["NEXT-GEN II","BS03L4S","BITZER","407C","7C","LOW","L",95,"BS03L4S-7C-L-95",null,null,null,null,null,null,null,null,null,null,null,null,null,null,null,null,null,null,null,null,null,null,null,null,null,null,null,null,null,null,null,null,null,null,null,null,null,null,null,null,null,null,null,null,null,21680,21046,20412,19778,19144,18510,17950,17390,16830,16270,15710,15206,14702,14198,13694,13190,12740,12290,11840,11390,10940,10544,10148,9752,9356,8960,8592,8224,7856,7488,7120,6783,6446,6109,5772,5435,5098,4761,4424,4087,3750]
["NEXT-GEN II","BS15L4S","BITZER","407C","7C","LOW","L",95,"BS15L4S-7C-L-95",null,null,null,null,null,null,null,null,null,null,null,null,null,null,null,null,null,null,null,null,null,null,null,null,null,null,null,null,null,null,null,null,null,null,null,null,null,null,null,null,null,null,null,null,null,84220,82346,80472,78598,76724,74850,73032,71214,69396,67578,65760,64076,62392,60708,59024,57340,55786,54232,52678,51124,49570,48126,46682,45238,43794,42350,41024,39698,38372,37046,35720,34542,33364,32186,31008,29830,28652,27474,26296,25118,23940]
["NEXT-GEN II","BS04L4S","BITZER","407C","7C","LOW","L",100,"BS04L4S-7C-L-100",null,null,null,null,null,null,null,null,null,null,null,null,null,null,null,null,null,null,null,null,null,null,null,null,null,null,null,null,null,null,null,null,null,null,null,null,null,null,null,null,null,null,null,null,null,26410,25714,25018,24322,23626,22930,22280,21630,20980,20330,19680,19068,18456,17844,17232,16620,16062,15504,14946,14388,13830,13308,12786,12264,11742,11220,10748,10276,9804,9332,8860,8454,8048,7642,7236,6830,6424,6018,5612,5206,4800]
["NEXT-GEN II","BS10L4S","BITZER","407C","7C","LOW","L",100,"BS10L4S-7C-L-100",null,null,null,null,null,null,null,null,null,null,null,null,null,null,null,null,null,null,null,null,null,null,null,null,null,null,null,null,null,null,null,null,null,null,null,null,null,null,null,null,null,null,null,null,null,58690,57212,55734,54256,52778,51300,49894,48488,47082,45676,44270,42950,41630,40310,38990,37670,36422,35174,33926,32678,31430,30278,29126,27974,26822,25670,24634,23598,22562,21526,20490,19563,18636,17709,16782,15855,14928,14001,13074,12147,11220]
["NEXT-GEN II","BS12L4S","BITZER","407C","7C","LOW","L",100,"BS12L4S-7C-L-100",null,null,null,null,null,null,null,null,null,null,null,null,null,null,null,null,null,null,null,null,null,null,null,null,null,null,null,null,null,null,null,null,null,null,null,null,null,null,null,null,null,null,null,null,null,70310,68486,66662,64838,63014,61190,59516,57842,56168,54494,52820,51278,49736,48194,46652,45110,43682,42254,40826,39398,37970,36656,35342,34028,32714,31400,30226,29052,27878,26704,25530,24430,23330,22230,21130,20030,18930,17830,16730,15630,14530]
["NEXT-GEN II","BS06L4S","BITZER","407C","7C","LOW","L",105,"BS06L4S-7C-L-105",null,null,null,null,null,null,null,null,null,null,null,null,null,null,null,null,null,null,null,null,null,null,null,null,null,null,null,null,null,null,null,null,null,null,null,null,null,null,null,null,null,null,null,null,null,37770,36691,35612,34533,33454,32375,31369,30363,29357,28351,27345,26428,25511,24594,23677,22760,21915,21070,20225,19380,18535,17773,17011,16249,15487,14725,14032,13339,12646,11953,11260,10657,10053,9450,8846,8243,7639,7036,6432,5829,5225]
["NEXT-GEN II","BS15L4S","BITZER","407C","7C","LOW","L",105,"BS15L4S-7C-L-105",null,null,null,null,null,null,null,null,null,null,null,null,null,null,null,null,null,null,null,null,null,null,null,null,null,null,null,null,null,null,null,null,null,null,null,null,null,null,null,null,null,null,null,null,null,77580,75761,73942,72123,70304,68485,66727,64969,63211,61453,59695,58071,56447,54823,53199,51575,50073,48571,47069,45567,44065,42675,41285,39895,38505,37115,35828,34541,33254,31967,30680,29537,28393,27250,26106,24963,23819,22676,21532,20389,19245]
["NEXT-GEN II","BS04L4S","BITZER","407C","7C","LOW","L",110,"BS04L4S-7C-L-110",null,null,null,null,null,null,null,null,null,null,null,null,null,null,null,null,null,null,null,null,null,null,null,null,null,null,null,null,null,null,null,null,null,null,null,null,null,null,null,null,null,null,null,null,null,24000,23348,22696,22044,21392,20740,20120,19500,18880,18260,17640,17048,16456,15864,15272,14680,14126,13572,13018,12464,11910,11386,10862,10338,9814,9290,8806,8322,7838,7354,6870,6444,6018,5592,5166,4740,4314,3888,3462,3036,2610]
["NEXT-GEN II","BS09L4S","BITZER","407C","7C","LOW","L",110,"BS09L4S-7C-L-110",null,null,null,null,null,null,null,null,null,null,null,null,null,null,null,null,null,null,null,null,null,null,null,null,null,null,null,null,null,null,null,null,null,null,null,null,null,null,null,null,null,null,null,null,null,52010,50558,49106,47654,46202,44750,43356,41962,40568,39174,37780,36462,35144,33826,32508,31190,29972,28754,27536,26318,25100,24018,22936,21854,20772,19690,18762,17834,16906,15978,15050,14352,13654,12956,12258,11560,10862,10164,9466,8768,8070]
["NEXT-GEN II","DS05M4S","DISCUS","407C","7C","MEDIUM","M",90,"DS05M4S-7C-M-90",null,null,null,null,null,66890,65486,64082,62678,61274,59870,58562,57254,55946,54638,53330,52118,50906,49694,48482,47270,46160,45050,43940,42830,41720,40766,39812,38858,37904,36950,35996,35042,34088,33134,32180,31386,30592,29798,29004,28210,27522,26834,26146,25458,24770]
["NEXT-GEN II","DS12M4S","DISCUS","407C","7C","MEDIUM","M",90,"DS12M4S-7C-M-90",null,null,null,null,null,154530,151756,148982,146208,143434,140660,138056,135452,132848,130244,127640,125194,122748,120302,117856,115410,113104,110798,108492,106186,103880,101782,99684,97586,95488,93390,91292,89194,87096,84998,82900,80982,79064,77146,75228,73310,71482,69654,67826,65998,64170]
["NEXT-GEN II","DS07M4S","DISCUS","407C","7C","MEDIUM","M",95,"DS07M4S-7C-M-95",null,null,null,null,null,93920,91966,90012,88058,86104,84150,82332,80514,78696,76878,75060,73378,71696,70014,68332,66650,65104,63558,62012,60466,58920,57570,56220,54870,53520,52170,50820,49470,48120,46770,45420,44268,43116,41964,40812,39660,38626,37592,36558,35524,34490]
["NEXT-GEN II","DS15M4S","DISCUS","407C","7C","MEDIUM","M",95,"DS15M4S-7C-M-95",null,null,null,null,null,162850,160036,157222,154408,151594,148780,146112,143444,140776,138108,135440,132904,130368,127832,125296,122760,120354,117948,115542,113136,110730,108484,106238,103992,101746,99500,97254,95008,92762,90516,88270,86162,84054,81946,79838,77730,75680,73630,71580,69530,67480]
["NEXT-GEN II","DS06M4S","DISCUS","407C","7C","MEDIUM","M",100,"DS06M4S-7C-M-100",null,null,null,null,null,null,null,null,null,null,72680,71036,69392,67748,66104,64460,62962,61464,59966,58468,56970,55612,54254,52896,51538,50180,49034,47888,46742,45596,44450,43304,42158,41012,39866,38720,37786,36852,35918,34984,34050,33254,32458,31662,30866,30070]
["NEXT-GEN II","DS15M4S","DISCUS","407C","7C","MEDIUM","M",100,"DS15M4S-7C-M-100",null,null,null,null,null,null,null,null,null,null,143950,141378,138806,136234,133662,131090,128626,126162,123698,121234,118770,116412,114054,111696,109338,106980,104755,102530,100305,98080,95855,93630,91405,89180,86955,84730,82604,80478,78352,76226,74100,72020,69940,67860,65780,63700]
["NEXT-GEN II","DS10M4S","DISCUS","407C","7C","MEDIUM","M",105,"DS10M4S-7C-M-105",null,null,null,null,null,null,null,null,null,null,null,null,null,null,null,96385,94546,92707,90868,89029,87190,85420,83650,81880,80110,78340,76629,74917,73206,71494,69783,68071,66360,64648,62937,61225,59541,57857,56173,54489,52805,51109,49413,47717,46021,44325]
["NEXT-GEN II","DS12M4S","DISCUS","407C","7C","MEDIUM","M",105,"DS12M4S-7C-M-105",null,null,null,null,null,null,null,null,null,null,null,null,null,null,null,114710,112435,110160,107885,105610,103335,101154,98973,96792,94611,92430,90356,88282,86208,84134,82060,79986,77912,75838,73764,71690,69695,67700,65705,63710,61715,59762,57809,55856,53903,51950]
["NEXT-GEN II","DS06M4S","DISCUS","407C","7C","MEDIUM","M",110,"DS06M4S-7C-M-110",null,null,null,null,null,null,null,null,null,null,null,null,null,null,null,59860,58438,57016,55594,54172,52750,51474,50198,48922,47646,46370,45311,44252,43193,42134,41075,40016,38957,37898,36839,35780,34944,34108,33272,32436,31600,30906,30212,29518,28824,28130]
["NEXT-GEN II","DS04L4S","DISCUS","407C","7C","LOW","L",90,"DS04L4S-7C-L-90",null,null,null,null,null,null,null,null,null,null,null,null,null,null,null,null,null,null,null,null,null,null,null,null,null,null,null,null,null,null,null,null,null,null,null,null,null,null,null,null,null,null,null,null,null,29110,28360,27610,26860,26110,25360,24662,23964,23266,22568,21870,21224,20578,19932,19286,18640,18038,17436,16834,16232,15630,15068,14506,13944,13382,12820,12322,11824,11326,10828,10330,9902,9474,9046,8618,8190,7762,7334,6906,6478,6050]
["NEXT-GEN II","DS10L4S","DISCUS","407C","7C","LOW","L",90,"DS10L4S-7C-L-90",null,null,null,null,null,null,null,null,null,null,null,null,null,null,null,null,null,null,null,null,null,null,null,null,null,null,null,null,null,null,null,null,null,null,null,null,null,null,null,null,null,null,null,null,null,64030,62504,60978,59452,57926,56400,54950,53500,52050,50600,49150,47776,46402,45028,43654,42280,40982,39684,38386,37088,35790,34562,33334,32106,30878,29650,28526,27402,26278,25154,24030,23030,22030,21030,20030,19030,18030,17030,16030,15030,14030]
["NEXT-GEN II","DS15L4S","DISCUS","407C","7C","LOW","L",90,"DS15L4S-7C-L-90",null,null,null,null,null,null,null,null,null,null,null,null,null,null,null,null,null,null,null,null,null,null,null,null,null,null,null,null,null,null,null,null,null,null,null,null,null,null,null,null,null,null,null,null,null,88400,86362,84324,82286,80248,78210,76330,74450,72570,70690,68810,67070,65330,63590,61850,60110,58498,56886,55274,53662,52050,50566,49082,47598,46114,44630,43262,41894,40526,39158,37790,36582,35374,34166,32958,31750,30542,29334,28126,26918,25710]
["NEXT-GEN II","DS06L4S","DISCUS","407C","7C","LOW","L",95,"DS06L4S-7C-L-95",null,null,null,null,null,null,null,null,null,null,null,null,null,null,null,null,null,null,null,null,null,null,null,null,null,null,null,null,null,null,null,null,null,null,null,null,null,null,null,null,null,null,null,null,null,41560,40424,39288,38152,37016,35880,34832,33784,32736,31688,30640,29684,28728,27772,26816,25860,24986,24112,23238,22364,21490,20698,19906,19114,18322,17530,16816,16102,15388,14674,13960,13341,12722,12103,11484,10865,10246,9627,9008,8389,7770]
["NEXT-GEN II","DS15L4S","DISCUS","407C","7C","LOW","L",95,"DS15L4S-7C-L-95",null,null,null,null,null,null,null,null,null,null,null,null,null,null,null,null,null,null,null,null,null,null,null,null,null,null,null,null,null,null,null,null,null,null,null,null,null,null,null,null,null,null,null,null,null,84220,82346,80472,78598,76724,74850,73032,71214,69396,67578,65760,64076,62392,60708,59024,57340,55786,54232,52678,51124,49570,48126,46682,45238,43794,42350,41024,39698,38372,37046,35720,34542,33364,32186,31008,29830,28652,27474,26296,25118,23940]
["NEXT-GEN II","DS08L4S","DISCUS","407C","7C","LOW","L",100,"DS08L4S-7C-L-100",null,null,null,null,null,null,null,null,null,null,null,null,null,null,null,null,null,null,null,null,null,null,null,null,null,null,null,null,null,null,null,null,null,null,null,null,null,null,null,null,null,null,null,null,null,47300,46020,44740,43460,42180,40900,39726,38552,37378,36204,35030,33950,32870,31790,30710,29630,28656,27682,26708,25734,24760,23862,22964,22066,21168,20270,19458,18646,17834,17022,16210,15471,14732,13993,13254,12515,11776,11037,10298,9559,8820]
["NEXT-GEN II","DS09L4S","DISCUS","407C","7C","LOW","L",100,"DS09L4S-7C-L-100",null,null,null,null,null,null,null,null,null,null,null,null,null,null,null,null,null,null,null,null,null,null,null,null,null,null,null,null,null,null,null,null,null,null,null,null,null,null,null,null,null,null,null,null,null,56000,54604,53208,51812,50416,49020,47658,46296,44934,43572,42210,40904,39598,38292,36986,35680,34440,33200,31960,30720,29480,28356,27232,26108,24984,23860,22848,21836,20824,19812,18800,17977,17154,16331,15508,14685,13862,13039,12216,11393,10570]
["NEXT-GEN II","DS05L4S","DISCUS","407C","7C","LOW","L",105,"DS05L4S-7C-L-105",null,null,null,null,null,null,null,null,null,null,null,null,null,null,null,null,null,null,null,null,null,null,null,null,null,null,null,null,null,null,null,null,null,null,null,null,null,null,null,null,null,null,null,null,null,28680,27939,27198,26457,25716,24975,24252,23529,22806,22083,21360,20685,20010,19335,18660,17985,17361,16737,16113,15489,14865,14287,13709,13131,12553,11975,11441,10907,10373,9839,9305,8850,8395,7940,7485,7030,6575,6120,5665,5210,4755]
["NEXT-GEN II","DS10L4S","DISCUS","407C","7C","LOW","L",105,"DS10L4S-7C-L-105",null,null,null,null,null,null,null,null,null,null,null,null,null,null,null,null,null,null,null,null,null,null,null,null,null,null,null,null,null,null,null,null,null,null,null,null,null,null,null,null,null,null,null,null,null,56210,54732,53254,51776,50298,48820,47423,46026,44629,43232,41835,40526,39217,37908,36599,35290,34070,32850,31630,30410,29190,28082,26974,25866,24758,23650,22658,21666,20674,19682,18690,17829,16967,16106,15244,14383,13521,12660,11798,10937,10075]
["NEXT-GEN II","DS04L4S","DISCUS","407C","7C","LOW","L",110,"DS04L4S-7C-L-110",null,null,null,null,null,null,null,null,null,null,null,null,null,null,null,null,null,null,null,null,null,null,null,null,null,null,null,null,null,null,null,null,null,null,null,null,null,null,null,null,null,null,null,null,null,24000,23348,22696,22044,21392,20740,20120,19500,18880,18260,17640,17048,16456,15864,15272,14680,14126,13572,13018,12464,11910,11386,10862,10338,9814,9290,8806,8322,7838,7354,6870,6444,6018,5592,5166,4740,4314,3888,3462,3036,2610]
["NEXT-GEN II","DS10L4S","DISCUS","407C","7C","LOW","L",110,"DS10L4S-7C-L-110",null,null,null,null,null,null,null,null,null,null,null,null,null,null,null,null,null,null,null,null,null,null,null,null,null,null,null,null,null,null,null,null,null,null,null,null,null,null,null,null,null,null,null,null,null,53730,52252,50774,49296,47818,46340,44952,43564,42176,40788,39400,38102,36804,35506,34208,32910,31718,30526,29334,28142,26950,25886,24822,23758,22694,21630,20682,19734,18786,17838,16890,16094,15298,14502,13706,12910,12114,11318,10522,9726,8930]
["NEXT-GEN II","DS15L4S","DISCUS","407C","7C","LOW","L",110,"DS15L4S-7C-L-110",null,null,null,null,null,null,null,null,null,null,null,null,null,null,null,null,null,null,null,null,null,null,null,null,null,null,null,null,null,null,null,null,null,null,null,null,null,null,null,null,null,null,null,null,null,74260,72462,70664,68866,67068,65270,63536,61802,60068,58334,56600,54994,53388,51782,50176,48570,47090,45610,44130,42650,41170,39798,38426,37054,35682,34310,33038,31766,30494,29222,27950,26818,25686,24554,23422,22290,21158,20026,18894,17762,16630]
["NEXT-GEN II","OS05E4S","SCROLL","407C","7C","EXT. MEDIUM","EM",90,"OS05E4S-7C-EM-90",null,null,null,null,null,46010,45455,44900,44345,43790,43235,42680,42125,41570,41015,40460,39792,39124,38456,37788,37120,36348,35576,34804,34032,33260,32551,31842,31133,30424,29715,29006,28297,27588,26879,26170,25528,24886,24244,23602,22960,22318,21676,21034,20392,19750]
["NEXT-GEN II","OS04E4S","SCROLL","407C","7C","EXT. MEDIUM","EM",95,"OS04E4S-7C-EM-95",null,null,null,null,null,44030,43262,42494,41726,40958,40190,39422,38654,37886,37118,36350,35644,34938,34232,33526,32820,32144,31468,30792,30116,29440,28810,28180,27550,26920,26290,25660,25030,24400,23770,23140]
["NEXT-GEN II","OS05E4S","SCROLL","407C","7C","EXT. MEDIUM","EM",95,"OS05E4S-7C-EM-95",null,null,null,null,null,45070,44435,43800,43165,42530,41895,41260,40625,39990,39355,38720,38198,37676,37154,36632,36110,35360,34610,33860,33110,32360,31668,30976,30284,29592,28900,28208,27516,26824,26132,25440]
["NEXT-GEN II","OS10E4S","SCROLL","407C","7C","EXT. MEDIUM","EM",95,"OS10E4S-7C-EM-95",null,null,null,null,null,113480,111582,109684,107786,105888,103990,102092,100194,98296,96398,94500,92718,90936,89154,87372,85590,83892,82194,80496,78798,77100,75555,74010,72465,70920,69375,67830,66285,64740,63195,61650]
["NEXT-GEN II","OS07E4S","SCROLL","407C","7C","EXT. MEDIUM","EM",100,"OS07E4S-7C-EM-100",null,null,null,null,null,null,null,null,null,null,null,null,null,null,null,49420,48686,47952,47218,46484,45750,45024,44298,43572,42846,42120,41413,40706,39999,39292,38585,37878,37171,36464,35757,35050]
["NEXT-GEN II","OS15E4S","SCROLL","407C","7C","EXT. MEDIUM","EM",100,"OS15E4S-7C-EM-100"]
["NEXT-GEN II","OS06E4S","SCROLL","407C","7C","EXT. MEDIUM","EM",105,"OS06E4S-7C-EM-105",null,null,null,null,null,null,null,null,null,null,null,null,null,null,null,38790,38042,37294,36546,35798,35050,34365,33680,32995,32310,31625,31025,30425,29825,29225,28625,28025,27425,26825,26225,25625]
["NEXT-GEN II","OS10E4S","SCROLL","407C","7C","EXT. MEDIUM","EM",105,"OS10E4S-7C-EM-105",null,null,null,null,null,null,null,null,null,null,null,null,null,null,null,88900,87186,85472,83758,82044,80330,78706,77082,75458,73834,72210,70749,69288,67827,66366,64905,63444,61983,60522,59061,57600]
["NEXT-GEN II","OS07E4S","SCROLL","407C","7C","EXT. MEDIUM","EM",110,"OS07E4S-7C-EM-110",null,null,null,null,null,null,null,null,null,null,null,null,null,null,null,47050,46342,45634,44926,44218,43510,42810,42110,41410,40710,40010,39331,38652,37973,37294,36615,35936,35257,34578,33899,33220]
["NEXT-GEN II","OS15E4S","SCROLL","407C","7C","EXT. MEDIUM","EM",110,"OS15E4S-7C-EM-110"]
["NEXT-GEN II","OS08L4S","SCROLL","407C","7C","LOW","L",90,"OS08L4S-7C-L-90",null,null,null,null,null,null,null,null,null,null,null,null,null,null,null,null,null,null,null,null,null,null,null,null,null,null,null,null,null,null,null,null,null,null,null,null,null,null,null,null,null,null,null,null,null,35070,34312,33554,32796,32038,31280,30560,29840,29120,28400,27680,27010,26340,25670,25000,24330,23718,23106,22494,21882,21270,20728,20186,19644,19102,18560,18100,17640,17180,16720,16260,15928,15596,15264,14932,14600,14268,13936,13604,13272,12940]
["NEXT-GEN II","OS08L4S","SCROLL","407C","7C","LOW","L",100,"OS08L4S-7C-L-100",null,null,null,null,null,null,null,null,null,null,null,null,null,null,null,null,null,null,null,null,null,null,null,null,null,null,null,null,null,null,null,null,null,null,null,null,null,null,null,null,null,null,null,null,null,32960,32234,31508,30782,30056,29330,28646,27962,27278,26594,25910,25272,24634,23996,23358,22720,22142,21564,20986,20408,19830,19318,18806,18294,17782,17270,16838,16406,15974,15542,15110,14808,14506,14204,13902,13600,13298,12996,12694,12392,12090]
["NEXT-GEN II","OS15L4S","SCROLL","407C","7C","LOW","L",100,"OS15L4S-7C-L-100",null,null,null,null,null,null,null,null,null,null,null,null,null,null,null,null,null,null,null,null,null,null,null,null,null,null,null,null,null,null,null,null,null,null,null,null,null,null,null,null,null,null,null,null,null,68030,66502,64974,63446,61918,60390,58944,57498,56052,54606,53160,51828,50496,49164,47832,46500,45280,44060,42840,41620,40400,39324,38248,37172,36096,35020,34102,33184,32266,31348,30430,29729,29028,28327,27626,26925,26224,25523,24822,24121,23420]
["NEXT-GEN II","OS08L4S","SCROLL","407C","7C","LOW","L",110,"OS08L4S-7C-L-110",null,null,null,null,null,null,null,null,null,null,null,null,null,null,null,null,null,null,null,null,null,null,null,null,null,null,null,null,null,null,null,null,null,null,null,null,null,null,null,null,null,null,null,null,null,30740,30048,29356,28664,27972,27280,26632,25984,25336,24688,24040,23438,22836,22234,21632,21030,20484,19938,19392,18846,18300,17818,17336,16854,16372,15890,15486,15082,14678,14274,13870,13594,13318,13042,12766,12490,12214,11938,11662,11386,11110]
["NEXT-GEN II","OS10L4S","SCROLL","407C","7C","LOW","L",110,"OS10L4S-7C-L-110",null,null,null,null,null,null,null,null,null,null,null,null,null,null,null,null,null,null,null,null,null,null,null,null,null,null,null,null,null,null,null,null,null,null,null,null,null,null,null,null,null,null,null,null,null,44570,43538,42506,41474,40442,39410,38434,37458,36482,35506,34530,33630,32730,31830,30930,30030,29210,28390,27570,26750,25930,25212,24494,23776,23058,22340,21720,21100,20480,19860,19240,18809,18378,17947,17516,17085,16654,16223,15792,15361,14930]
["QV-SERIES","BV030M4S","SINGLE - BITZER","407C","7C","MEDIUM","M",90,"BV030M4S-7C-M-90",324400,319340,314280,309220,304160,299100,293060,287020,280980,274940,268900,264480,260060,255640,251220,246800,241620,236440,231260,226080,220900,217260,213620,209980,206340,202700,198770,194840,190910,186980,183050,179120,175190,171260,167330,163400,159760,156120,152480,148840,145200,141560,137920,134280,130640,127000,123880,120760,117640,114520,111400,108280,105160,102040,98920,95800]
["QV-SERIES","BV015M4S","SINGLE - BITZER","407C","7C","MEDIUM","M",95,"BV015M4S-7C-M-95",195000,191240,187480,183720,179960,176200,173220,170240,167260,164280,161300,158420,155540,152660,149780,146900,144300,141700,139100,136500,133900,131420,128940,126460,123980,121500,119060,116620,114180,111740,109300,106860,104420,101980,99540,97100,94880,92660,90440,88220,86000,83780,81560,79340,77120,74900,73030,71160,69290,67420,65550,63680,61810,59940,58070,56200]
["QV-SERIES","BV015M4S","SINGLE - BITZER","407C","7C","MEDIUM","M",100,"BV015M4S-7C-M-100",null,null,null,null,null,169200,166260,163320,160380,157440,154500,151700,148900,146100,143300,140500,137980,135460,132940,130420,127900,125500,123100,120700,118300,115900,113530,111160,108790,106420,104050,101680,99310,96940,94570,92200,90050,87900,85750,83600,81450,79300,77150,75000,72850,70700,68890,67080,65270,63460,61650,59840,58030,56220,54410,52600]
["QV-SERIES","BV020M4S","SINGLE - BITZER","407C","7C","MEDIUM","M",100,"BV020M4S-7C-M-100",null,null,null,null,null,199700,195740,191780,187820,183860,179900,176480,173060,169640,166220,162800,159720,156640,153560,150480,147400,144520,141640,138760,135880,133000,130130,127260,124390,121520,118650,115780,112910,110040,107170,104300,101720,99140,96560,93980,91400,88820,86240,83660,81080,78500,76300,74100,71900,69700,67500,65300,63100,60900,58700,56500]
["QV-SERIES","BV015M4S","SINGLE - BITZER","407C","7C","MEDIUM","M",105,"BV015M4S-7C-M-105",null,null,null,null,null,null,null,null,null,null,147600,144890,142180,139470,136760,134050,131620,129190,126760,124330,121900,119580,117260,114940,112620,110300,107985,105670,103355,101040,98725,96410,94095,91780,89465,87150,85095,83040,80985,78930,76875,74820,72765,70710,68655,66600,64870,63140,61410,59680,57950,56220,54490,52760,51030,49300]
["QV-SERIES","BV040M4S","SINGLE - BITZER","407C","7C","MEDIUM","M",105,"BV040M4S-7C-M-105",null,null,null,null,null,null,null,null,null,null,340750,334910,329070,323230,317390,311550,305820,300090,294360,288630,282900,277470,272040,266610,261180,255750,250585,245420,240255,235090,229925,224760,219595,214430,209265,204100,199555,195010,190465,185920,181375,176830,172285,167740,163195,158650,154770,150890,147010,143130,139250,135370,131490,127610,123730,119850]
["QV-SERIES","BV030M4S","SINGLE - BITZER","407C","7C","MEDIUM","M",110,"BV030M4S-7C-M-110",null,null,null,null,null,null,null,null,null,null,226200,222280,218360,214440,210520,206600,202700,198800,194900,191000,187100,183480,179860,176240,172620,169000,165410,161820,158230,154640,151050,147460,143870,140280,136690,133100,129950,126800,123650,120500,117350,114200,111050,107900,104750,101600,98920,96240,93560,90880,88200,85520,82840,80160,77480,74800]
["QV-SERIES","BV040M4S","SINGLE - BITZER","407C","7C","MEDIUM","M",110,"BV040M4S-7C-M-110",null,null,null,null,null,null,null,null,null,null,325500,319800,314100,308400,302700,297000,291560,286120,280680,275240,269800,264680,259560,254440,249320,244200,239060,233920,228780,223640,218500,213360,208220,203080,197940,192800,188450,184100,179750,175400,171050,166700,162350,158000,153650,149300,145590,141880,138170,134460,130750,127040,123330,119620,115910,112200]
["QV-SERIES","BD060M4S","DUAL - BITZER","407C","7C","MEDIUM","M",90,"BD060M4S-7C-M-90",648800,638680,628560,618440,608320,598200,586120,574040,561960,549880,537800,528960,520120,511280,502440,493600,483240,472880,462520,452160,441800,434520,427240,419960,412680,405400,397540,389680,381820,373960,366100,358240,350380,342520,334660,326800,319520,312240,304960,297680,290400,283120,275840,268560,261280,254000,247760,241520,235280,229040,222800,216560,210320,204080,197840,191600]
["QV-SERIES","BD060M4S","DUAL - BITZER","407C","7C","MEDIUM","M",95,"BD060M4S-7C-M-95",624000,613120,602240,591360,580480,569600,559000,548400,537800,527200,516600,507600,498600,489600,480600,471600,463240,454880,446520,438160,429800,421920,414040,406160,398280,390400,382660,374920,367180,359440,351700,343960,336220,328480,320740,313000,305800,298600,291400,284200,277000,269800,262600,255400,248200,241000,234860,228720,222580,216440,210300,204160,198020,191880,185740,179600]
["QV-SERIES","BD030M4S","DUAL - BITZER","407C","7C","MEDIUM","M",100,"BD030M4S-7C-M-100",null,null,null,null,null,338400,332520,326640,320760,314880,309000,303400,297800,292200,286600,281000,275960,270920,265880,260840,255800,251000,246200,241400,236600,231800,227060,222320,217580,212840,208100,203360,198620,193880,189140,184400,180100,175800,171500,167200,162900,158600,154300,150000,145700,141400,137780,134160,130540,126920,123300,119680,116060,112440,108820,105200]
["QV-SERIES","BD040M4S","DUAL - BITZER","407C","7C","MEDIUM","M",100,"BD040M4S-7C-M-100",null,null,null,null,null,399400,391480,383560,375640,367720,359800,352960,346120,339280,332440,325600,319440,313280,307120,300960,294800,289040,283280,277520,271760,266000,260260,254520,248780,243040,237300,231560,225820,220080,214340,208600,203440,198280,193120,187960,182800,177640,172480,167320,162160,157000,152600,148200,143800,139400,135000,130600,126200,121800,117400,113000]
["QV-SERIES","BD080M4S","DUAL - BITZER","407C","7C","MEDIUM","M",100,"BD080M4S-7C-M-100",null,null,null,null,null,779800,766240,752680,739120,725560,712000,700040,688080,676120,664160,652200,640160,628120,616080,604040,592000,580520,569040,557560,546080,534600,524220,513840,503460,493080,482700,472320,461940,451560,441180,430800,421320,411840,402360,392880,383400,373920,364440,354960,345480,336000,327900,319800,311700,303600,295500,287400,279300,271200,263100,255000]
["QV-SERIES","BD080M4S","DUAL - BITZER","407C","7C","MEDIUM","M",105,"BD080M4S-7C-M-105",null,null,null,null,null,null,null,null,null,null,681500,669820,658140,646460,634780,623100,611640,600180,588720,577260,565800,554940,544080,533220,522360,511500,501170,490840,480510,470180,459850,449520,439190,428860,418530,408200,399110,390020,380930,371840,362750,353660,344570,335480,326390,317300,309540,301780,294020,286260,278500,270740,262980,255220,247460,239700]
["QV-SERIES","BD040M4S","DUAL - BITZER","407C","7C","MEDIUM","M",110,"BD040M4S-7C-M-110",null,null,null,null,null,null,null,null,null,null,327800,321400,315000,308600,302200,295800,290040,284280,278520,272760,267000,261640,256280,250920,245560,240200,234820,229440,224060,218680,213300,207920,202540,197160,191780,186400,181560,176720,171880,167040,162200,157360,152520,147680,142840,138000,134000,130000,126000,122000,118000,114000,110000,106000,102000,98000]
["QV-SERIES","BD080M4S","DUAL - BITZER","407C","7C","MEDIUM","M",110,"BD080M4S-7C-M-110",null,null,null,null,null,null,null,null,null,null,651000,639600,628200,616800,605400,594000,583120,572240,561360,550480,539600,529360,519120,508880,498640,488400,478120,467840,457560,447280,437000,426720,416440,406160,395880,385600,376900,368200,359500,350800,342100,333400,324700,316000,307300,298600,291180,283760,276340,268920,261500,254080,246660,239240,231820,224400]
["QV-SERIES","BP080M4S","PP - BITZER","407C","7C","MEDIUM","M",90,"BP080M4S-7C-M-90",933400,915880,898360,880840,863320,845800,831400,817000,802600,788200,773800,761240,748680,736120,723560,711000,698200,685400,672600,659800,647000,634880,622760,610640,598520,586400,575200,564000,552800,541600,530400,519200,508000,496800,485600,474400,464360,454320,444280,434240,424200,414160,404120,394080,384040,374000,365360,356720,348080,339440,330800,322160,313520,304880,296240,287600]
["QV-SERIES","BP080M4S","PP - BITZER","407C","7C","MEDIUM","M",95,"BP080M4S-7C-M-95",896200,879320,862440,845560,828680,811800,798160,784520,770880,757240,743600,731040,718480,705920,693360,680800,668600,656400,644200,632000,619800,608080,596360,584640,572920,561200,550460,539720,528980,518240,507500,496760,486020,475280,464540,453800,443920,434040,424160,414280,404400,394520,384640,374760,364880,355000,346620,338240,329860,321480,313100,304720,296340,287960,279580,271200]
["QV-SERIES","BP100M4S","PP - BITZER","407C","7C","MEDIUM","M",100,"BP100M4S-7C-M-100",null,null,null,null,null,911600,895280,878960,862640,846320,830000,815680,801360,787040,772720,758400,744640,730880,717120,703360,689600,676440,663280,650120,636960,623800,612280,600760,589240,577720,566200,554680,543160,531640,520120,508600,496800,485000,473200,461400,449600,437800,426000,414200,402400,390600,381100,371600,362100,352600,343100,333600,324100,314600,305100,295600]
["QV-SERIES","BP050M4S","PP - BITZER","407C","7C","MEDIUM","M",105,"BP050M4S-7C-M-105",null,null,null,null,null,null,null,null,null,null,397700,390280,382860,375440,368020,360600,353900,347200,340500,333800,327100,320760,314420,308080,301740,295400,289090,282780,276470,270160,263850,257540,251230,244920,238610,232300,226610,220920,215230,209540,203850,198160,192470,186780,181090,175400,170540,165680,160820,155960,151100,146240,141380,136520,131660,126800]
["QV-SERIES","BP070M4S","PP - BITZER","407C","7C","MEDIUM","M",110,"BP070M4S-7C-M-110",null,null,null,null,null,null,null,null,null,null,563800,553000,542200,531400,520600,509800,500440,491080,481720,472360,463000,453680,444360,435040,425720,416400,407720,399040,390360,381680,373000,364320,355640,346960,338280,329600,321480,313360,305240,297120,289000,280880,272760,264640,256520,248400,242020,235640,229260,222880,216500,210120,203740,197360,190980,184600]
["QV-SERIES","DV020M4S","SINGLE - DISCUS","407C","7C","MEDIUM","M",90,"DV020M4S-7C-M-90",245900,242440,238980,235520,232060,228600,225140,221680,218220,214760,211300,208240,205180,202120,199060,196000,192940,189880,186820,183760,180700,177820,174940,172060,169180,166300,163330,160360,157390,154420,151450,148480,145510,142540,139570,136600,133940,131280,128620,125960,123300,120640,117980,115320,112660,110000,107960,105920,103880,101840,99800,97760,95720,93680,91640,89600]
["QV-SERIES","DV015M4S","SINGLE - DISCUS","407C","7C","MEDIUM","M",95,"DV015M4S-7C-M-95",183300,180400,177500,174600,171700,168800,166040,163280,160520,157760,155000,152660,150320,147980,145640,143300,141100,138900,136700,134500,132300,130240,128180,126120,124060,122000,119910,117820,115730,113640,111550,109460,107370,105280,103190,101100,99170,97240,95310,93380,91450,89520,87590,85660,83730,81800,80160,78520,76880,75240,73600,71960,70320,68680,67040,65400]
["QV-SERIES","DV020M4S","SINGLE - DISCUS","407C","7C","MEDIUM","M",95,"DV020M4S-7C-M-95",233900,230480,227060,223640,220220,216800,213460,210120,206780,203440,200100,197180,194260,191340,188420,185500,182560,179620,176680,173740,170800,167920,165040,162160,159280,156400,153650,150900,148150,145400,142650,139900,137150,134400,131650,128900,126410,123920,121430,118940,116450,113960,111470,108980,106490,104000,102040,100080,98120,96160,94200,92240,90280,88320,86360,84400]
["QV-SERIES","DV050M4S","SINGLE - DISCUS","407C","7C","MEDIUM","M",95,"DV050M4S-7C-M-95",499800,492940,486080,479220,472360,465500,458560,451620,444680,437740,430800,424860,418920,412980,407040,401100,395100,389100,383100,377100,371100,365040,358980,352920,346860,340800,335100,329400,323700,318000,312300,306600,300900,295200,289500,283800,278540,273280,268020,262760,257500,252240,246980,241720,236460,231200,227200,223200,219200,215200,211200,207200,203200,199200,195200,191200]
["QV-SERIES","DV025M4S","SINGLE - DISCUS","407C","7C","MEDIUM","M",100,"DV025M4S-7C-M-100",null,null,null,null,null,216000,212660,209320,205980,202640,199300,196380,193460,190540,187620,184700,181920,179140,176360,173580,170800,167800,164800,161800,158800,155800,153090,150380,147670,144960,142250,139540,136830,134120,131410,128700,126140,123580,121020,118460,115900,113340,110780,108220,105660,103100,101140,99180,97220,95260,93300,91340,89380,87420,85460,83500]
["QV-SERIES","DV030M4S","SINGLE - DISCUS","407C","7C","MEDIUM","M",105,"DV030M4S-7C-M-105",null,null,null,null,null,null,null,null,null,null,227800,224110,220420,216730,213040,209350,205950,202550,199150,195750,192350,189050,185750,182450,179150,175850,172745,169640,166535,163430,160325,157220,154115,151010,147905,144800,141735,138670,135605,132540,129475,126410,123345,120280,117215,114150,111755,109360,106965,104570,102175,99780,97385,94990,92595,90200]
["QV-SERIES","DV040M4S","SINGLE - DISCUS","407C","7C","MEDIUM","M",105,"DV040M4S-7C-M-105",null,null,null,null,null,null,null,null,null,null,308200,303610,299020,294430,289840,285250,280770,276290,271810,267330,262850,258570,254290,250010,245730,241450,237350,233250,229150,225050,220950,216850,212750,208650,204550,200450,196595,192740,188885,185030,181175,177320,173465,169610,165755,161900,158700,155500,152300,149100,145900,142700,139500,136300,133100,129900]
["QV-SERIES","DV025M4S","SINGLE - DISCUS","407C","7C","MEDIUM","M",110,"DV025M4S-7C-M-110",null,null,null,null,null,null,null,null,null,null,178300,175700,173100,170500,167900,165300,162600,159900,157200,154500,151800,149160,146520,143880,141240,138600,136080,133560,131040,128520,126000,123480,120960,118440,115920,113400,111140,108880,106620,104360,102100,99840,97580,95320,93060,90800,88980,87160,85340,83520,81700,79880,78060,76240,74420,72600]
["QV-SERIES","DV030M4S","SINGLE - DISCUS","407C","7C","MEDIUM","M",110,"DV030M4S-7C-M-110",null,null,null,null,null,null,null,null,null,null,216900,213160,209420,205680,201940,198200,194940,191680,188420,185160,181900,178760,175620,172480,169340,166200,163220,160240,157260,154280,151300,148320,145340,142360,139380,136400,133340,130280,127220,124160,121100,118040,114980,111920,108860,105800,103590,101380,99170,96960,94750,92540,90330,88120,85910,83700]
["QV-SERIES","DV035M4S","SINGLE - DISCUS","407C","7C","MEDIUM","M",110,"DV035M4S-7C-M-110",null,null,null,null,null,null,null,null,null,null,263900,259800,255700,251600,247500,243400,239460,235520,231580,227640,223700,219740,215780,211820,207860,203900,200270,196640,193010,189380,185750,182120,178490,174860,171230,167600,164220,160840,157460,154080,150700,147320,143940,140560,137180,133800,130880,127960,125040,122120,119200,116280,113360,110440,107520,104600]
["QV-SERIES","DV040M4S","SINGLE - DISCUS","407C","7C","MEDIUM","M",110,"DV040M4S-7C-M-110",null,null,null,null,null,null,null,null,null,null,283200,278920,274640,270360,266080,261800,257640,253480,249320,245160,241000,237000,233000,229000,225000,221000,217250,213500,209750,206000,202250,198500,194750,191000,187250,183500,179910,176320,172730,169140,165550,161960,158370,154780,151190,147600,144650,141700,138750,135800,132850,129900,126950,124000,121050,118100]
["QV-SERIES","DV050M4S","SINGLE - DISCUS","407C","7C","MEDIUM","M",110,"DV050M4S-7C-M-110",null,null,null,null,null,null,null,null,null,null,345400,340440,335480,330520,325560,320600,315500,310400,305300,300200,295100,290200,285300,280400,275500,270600,265890,261180,256470,251760,247050,242340,237630,232920,228210,223500,218960,214420,209880,205340,200800,196260,191720,187180,182640,178100,175100,172100,169100,166100,163100,160100,157100,154100,151100,148100]
["QV-SERIES","DD030M4S","DUAL - DISCUS","407C","7C","MEDIUM","M",90,"DD030M4S-7C-M-90",381400,375520,369640,363760,357880,352000,346320,340640,334960,329280,323600,318720,313840,308960,304080,299200,294520,289840,285160,280480,275800,271480,267160,262840,258520,254200,249880,245560,241240,236920,232600,228280,223960,219640,215320,211000,207020,203040,199060,195080,191100,187120,183140,179160,175180,171200,167800,164400,161000,157600,154200,150800,147400,144000,140600,137200]
["QV-SERIES","DD040M4S","DUAL - DISCUS","407C","7C","MEDIUM","M",90,"DD040M4S-7C-M-90",491800,484880,477960,471040,464120,457200,450280,443360,436440,429520,422600,416480,410360,404240,398120,392000,385880,379760,373640,367520,361400,355640,349880,344120,338360,332600,326660,320720,314780,308840,302900,296960,291020,285080,279140,273200,267880,262560,257240,251920,246600,241280,235960,230640,225320,220000,215920,211840,207760,203680,199600,195520,191440,187360,183280,179200]
["QV-SERIES","DD050M4S","DUAL - DISCUS","407C","7C","MEDIUM","M",90,"DD050M4S-7C-M-90",517200,510000,502800,495600,488400,481200,473960,466720,459480,452240,445000,438720,432440,426160,419880,413600,407000,400400,393800,387200,380600,374560,368520,362480,356440,350400,344300,338200,332100,326000,319900,313800,307700,301600,295500,289400,283880,278360,272840,267320,261800,256280,250760,245240,239720,234200,229560,224920,220280,215640,211000,206360,201720,197080,192440,187800]
["QV-SERIES","DD060M4S","DUAL - DISCUS","407C","7C","MEDIUM","M",90,"DD060M4S-7C-M-90",635600,626880,618160,609440,600720,592000,583120,574240,565360,556480,547600,539640,531680,523720,515760,507800,499560,491320,483080,474840,466600,458080,449560,441040,432520,424000,417020,410040,403060,396080,389100,382120,375140,368160,361180,354200,346820,339440,332060,324680,317300,309920,302540,295160,287780,280400,274980,269560,264140,258720,253300,247880,242460,237040,231620,226200]
["QV-SERIES","DD070M4S","DUAL - DISCUS","407C","7C","MEDIUM","M",90,"DD070M4S-7C-M-90",777000,764280,751560,738840,726120,713400,701360,689320,677280,665240,653200,642920,632640,622360,612080,601800,591840,581880,571920,561960,552000,542800,533600,524400,515200,506000,497280,488560,479840,471120,462400,453680,444960,436240,427520,418800,410800,402800,394800,386800,378800,370800,362800,354800,346800,338800,331880,324960,318040,311120,304200,297280,290360,283440,276520,269600]
["QV-SERIES","DD080M4S","DUAL - DISCUS","407C","7C","MEDIUM","M",90,"DD080M4S-7C-M-90",912600,899200,885800,872400,859000,845600,832560,819520,806480,793440,780400,769160,757920,746680,735440,724200,713240,702280,691320,680360,669400,659080,648760,638440,628120,617800,607420,597040,586660,576280,565900,555520,545140,534760,524380,514000,504460,494920,485380,475840,466300,456760,447220,437680,428140,418600,410500,402400,394300,386200,378100,370000,361900,353800,345700,337600]
["QV-SERIES","DD100M4S","DUAL - DISCUS","407C","7C","MEDIUM","M",90,"DD100M4S-7C-M-90",1071400,1057000,1042600,1028200,1013800,999400,984560,969720,954880,940040,925200,912680,900160,887640,875120,862600,849760,836920,824080,811240,798400,786240,774080,761920,749760,737600,724980,712360,699740,687120,674500,661880,649260,636640,624020,611400,600240,589080,577920,566760,555600,544440,533280,522120,510960,499800,491320,482840,474360,465880,457400,448920,440440,431960,423480,415000]
["QV-SERIES","DD030M4S","DUAL - DISCUS","407C","7C","MEDIUM","M",95,"DD030M4S-7C-M-95",366600,360800,355000,349200,343400,337600,332080,326560,321040,315520,310000,305320,300640,295960,291280,286600,282200,277800,273400,269000,264600,260480,256360,252240,248120,244000,239820,235640,231460,227280,223100,218920,214740,210560,206380,202200,198340,194480,190620,186760,182900,179040,175180,171320,167460,163600,160320,157040,153760,150480,147200,143920,140640,137360,134080,130800]
["QV-SERIES","DD040M4S","DUAL - DISCUS","407C","7C","MEDIUM","M",95,"DD040M4S-7C-M-95",467800,460960,454120,447280,440440,433600,426920,420240,413560,406880,400200,394360,388520,382680,376840,371000,365120,359240,353360,347480,341600,335840,330080,324320,318560,312800,307300,301800,296300,290800,285300,279800,274300,268800,263300,257800,252820,247840,242860,237880,232900,227920,222940,217960,212980,208000,204080,200160,196240,192320,188400,184480,180560,176640,172720,168800]
["QV-SERIES","DD050M4S","DUAL - DISCUS","407C","7C","MEDIUM","M",95,"DD050M4S-7C-M-95",491400,484440,477480,470520,463560,456600,449480,442360,435240,428120,421000,415120,409240,403360,397480,391600,385400,379200,373000,366800,360600,354520,348440,342360,336280,330200,324440,318680,312920,307160,301400,295640,289880,284120,278360,272600,267340,262080,256820,251560,246300,241040,235780,230520,225260,220000,215860,211720,207580,203440,199300,195160,191020,186880,182740,178600]
["QV-SERIES","DD060M4S","DUAL - DISCUS","407C","7C","MEDIUM","M",95,"DD060M4S-7C-M-95",596400,587120,577840,568560,559280,550000,540720,531440,522160,512880,503600,496160,488720,481280,473840,466400,459000,451600,444200,436800,429400,422120,414840,407560,400280,393000,386140,379280,372420,365560,358700,351840,344980,338120,331260,324400,317940,311480,305020,298560,292100,285640,279180,272720,266260,259800,254380,248960,243540,238120,232700,227280,221860,216440,211020,205600]
["QV-SERIES","DD070M4S","DUAL - DISCUS","407C","7C","MEDIUM","M",95,"DD070M4S-7C-M-95",737600,725160,712720,700280,687840,675400,664160,652920,641680,630440,619200,609560,599920,590280,580640,571000,561560,552120,542680,533240,523800,515320,506840,498360,489880,481400,472900,464400,455900,447400,438900,430400,421900,413400,404900,396400,388780,381160,373540,365920,358300,350680,343060,335440,327820,320200,313480,306760,300040,293320,286600,279880,273160,266440,259720,253000]
["QV-SERIES","DD080M4S","DUAL - DISCUS","407C","7C","MEDIUM","M",95,"DD080M4S-7C-M-95",849800,837040,824280,811520,798760,786000,773480,760960,748440,735920,723400,712800,702200,691600,681000,670400,660320,650240,640160,630080,620000,610040,600080,590120,580160,570200,560660,551120,541580,532040,522500,512960,503420,493880,484340,474800,465860,456920,447980,439040,430100,421160,412220,403280,394340,385400,377880,370360,362840,355320,347800,340280,332760,325240,317720,310200]
["QV-SERIES","DD100M4S","DUAL - DISCUS","407C","7C","MEDIUM","M",95,"DD100M4S-7C-M-95",999600,985880,972160,958440,944720,931000,917120,903240,889360,875480,861600,849720,837840,825960,814080,802200,790200,778200,766200,754200,742200,730080,717960,705840,693720,681600,670200,658800,647400,636000,624600,613200,601800,590400,579000,567600,557080,546560,536040,525520,515000,504480,493960,483440,472920,462400,454400,446400,438400,430400,422400,414400,406400,398400,390400,382400]
["QV-SERIES","DD030M4S","DUAL - DISCUS","407C","7C","MEDIUM","M",100,"DD030M4S-7C-M-100",null,null,null,null,null,323200,317920,312640,307360,302080,296800,292320,287840,283360,278880,274400,270120,265840,261560,257280,253000,248800,244600,240400,236200,232000,228140,224280,220420,216560,212700,208840,204980,201120,197260,193400,189700,186000,182300,178600,174900,171200,167500,163800,160100,156400,153240,150080,146920,143760,140600,137440,134280,131120,127960,124800]
["QV-SERIES","DD040M4S","DUAL - DISCUS","407C","7C","MEDIUM","M",100,"DD040M4S-7C-M-100",null,null,null,null,null,413400,406680,399960,393240,386520,379800,374240,368680,363120,357560,352000,346400,340800,335200,329600,324000,318640,313280,307920,302560,297200,291940,286680,281420,276160,270900,265640,260380,255120,249860,244600,239760,234920,230080,225240,220400,215560,210720,205880,201040,196200,192460,188720,184980,181240,177500,173760,170020,166280,162540,158800]
["QV-SERIES","DD050M4S","DUAL - DISCUS","407C","7C","MEDIUM","M",100,"DD050M4S-7C-M-100",null,null,null,null,null,432000,425320,418640,411960,405280,398600,392760,386920,381080,375240,369400,363840,358280,352720,347160,341600,335600,329600,323600,317600,311600,306180,300760,295340,289920,284500,279080,273660,268240,262820,257400,252280,247160,242040,236920,231800,226680,221560,216440,211320,206200,202280,198360,194440,190520,186600,182680,178760,174840,170920,167000]
["QV-SERIES","DD060M4S","DUAL - DISCUS","407C","7C","MEDIUM","M",100,"DD060M4S-7C-M-100",null,null,null,null,null,521000,512280,503560,494840,486120,477400,470120,462840,455560,448280,441000,433920,426840,419760,412680,405600,398680,391760,384840,377920,371000,364540,358080,351620,345160,338700,332240,325780,319320,312860,306400,300260,294120,287980,281840,275700,269560,263420,257280,251140,245000,239840,234680,229520,224360,219200,214040,208880,203720,198560,193400]
["QV-SERIES","DD070M4S","DUAL - DISCUS","407C","7C","MEDIUM","M",100,"DD070M4S-7C-M-100",null,null,null,null,null,640800,629760,618720,607680,596640,585600,576320,567040,557760,548480,539200,530440,521680,512920,504160,495400,486840,478280,469720,461160,452600,444780,436960,429140,421320,413500,405680,397860,390040,382220,374400,367020,359640,352260,344880,337500,330120,322740,315360,307980,300600,294260,287920,281580,275240,268900,262560,256220,249880,243540,237200]
["QV-SERIES","DD080M4S","DUAL - DISCUS","407C","7C","MEDIUM","M",100,"DD080M4S-7C-M-100",null,null,null,null,null,723400,712000,700600,689200,677800,666400,656600,646800,637000,627200,617400,607800,598200,588600,579000,569400,560280,551160,542040,532920,523800,514900,506000,497100,488200,479300,470400,461500,452600,443700,434800,426560,418320,410080,401840,393600,385360,377120,368880,360640,352400,345500,338600,331700,324800,317900,311000,304100,297200,290300,283400]
["QV-SERIES","DD100M4S","DUAL - DISCUS","407C","7C","MEDIUM","M",100,"DD100M4S-7C-M-100",null,null,null,null,null,861200,848360,835520,822680,809840,797000,785800,774600,763400,752200,741000,729600,718200,706800,695400,684000,672880,661760,650640,639520,628400,617820,607240,596660,586080,575500,564920,554340,543760,533180,522600,512780,502960,493140,483320,473500,463680,453860,444040,434220,424400,417020,409640,402260,394880,387500,380120,372740,365360,357980,350600]
["QV-SERIES","DD030M4S","DUAL - DISCUS","407C","7C","MEDIUM","M",105,"DD030M4S-7C-M-105",null,null,null,null,null,null,null,null,null,null,283400,279100,274800,270500,266200,261900,257800,253700,249600,245500,241400,237380,233360,229340,225320,221300,217600,213900,210200,206500,202800,199100,195400,191700,188000,184300,180780,177260,173740,170220,166700,163180,159660,156140,152620,149100,146060,143020,139980,136940,133900,130860,127820,124780,121740,118700]
["QV-SERIES","DD040M4S","DUAL - DISCUS","407C","7C","MEDIUM","M",105,"DD040M4S-7C-M-105",null,null,null,null,null,null,null,null,null,null,358700,353420,348140,342860,337580,332300,327100,321900,316700,311500,306300,301100,295900,290700,285500,280300,275290,270280,265270,260260,255250,250240,245230,240220,235210,230200,225590,220980,216370,211760,207150,202540,197930,193320,188710,184100,180550,177000,173450,169900,166350,162800,159250,155700,152150,148600]
["QV-SERIES","DD050M4S","DUAL - DISCUS","407C","7C","MEDIUM","M",105,"DD050M4S-7C-M-105",null,null,null,null,null,null,null,null,null,null,377600,372080,366560,361040,355520,350000,344520,339040,333560,328080,322600,316960,311320,305680,300040,294400,289170,283940,278710,273480,268250,263020,257790,252560,247330,242100,237280,232460,227640,222820,218000,213180,208360,203540,198720,193900,190120,186340,182560,178780,175000,171220,167440,163660,159880,156100]
["QV-SERIES","DD060M4S","DUAL - DISCUS","407C","7C","MEDIUM","M",105,"DD060M4S-7C-M-105",null,null,null,null,null,null,null,null,null,null,455600,448220,440840,433460,426080,418700,411900,405100,398300,391500,384700,378100,371500,364900,358300,351700,345490,339280,333070,326860,320650,314440,308230,302020,295810,289600,283470,277340,271210,265080,258950,252820,246690,240560,234430,228300,223510,218720,213930,209140,204350,199560,194770,189980,185190,180400]
["QV-SERIES","DD070M4S","DUAL - DISCUS","407C","7C","MEDIUM","M",105,"DD070M4S-7C-M-105",null,null,null,null,null,null,null,null,null,null,556700,547960,539220,530480,521740,513000,504680,496360,488040,479720,471400,463160,454920,446680,438440,430200,422660,415120,407580,400040,392500,384960,377420,369880,362340,354800,347730,340660,333590,326520,319450,312380,305310,298240,291170,284100,278010,271920,265830,259740,253650,247560,241470,235380,229290,223200]
["QV-SERIES","DD080M4S","DUAL - DISCUS","407C","7C","MEDIUM","M",105,"DD080M4S-7C-M-105",null,null,null,null,null,null,null,null,null,null,616400,607220,598040,588860,579680,570500,561540,552580,543620,534660,525700,517140,508580,500020,491460,482900,474700,466500,458300,450100,441900,433700,425500,417300,409100,400900,393190,385480,377770,370060,362350,354640,346930,339220,331510,323800,317400,311000,304600,298200,291800,285400,279000,272600,266200,259800]
["QV-SERIES","DD100M4S","DUAL - DISCUS","407C","7C","MEDIUM","M",105,"DD100M4S-7C-M-105",null,null,null,null,null,null,null,null,null,null,743900,733340,722780,712220,701660,691100,680300,669500,658700,647900,637100,626640,616180,605720,595260,584800,574800,564800,554800,544800,534800,524800,514800,504800,494800,484800,475350,465900,456450,447000,437550,428100,418650,409200,399750,390300,383610,376920,370230,363540,356850,350160,343470,336780,330090,323400]
["QV-SERIES","DD030M4S","DUAL - DISCUS","407C","7C","MEDIUM","M",110,"DD030M4S-7C-M-110",null,null,null,null,null,null,null,null,null,null,270000,265880,261760,257640,253520,249400,245480,241560,237640,233720,229800,225960,222120,218280,214440,210600,207060,203520,199980,196440,192900,189360,185820,182280,178740,175200,171860,168520,165180,161840,158500,155160,151820,148480,145140,141800,138880,135960,133040,130120,127200,124280,121360,118440,115520,112600]
["QV-SERIES","DD040M4S","DUAL - DISCUS","407C","7C","MEDIUM","M",110,"DD040M4S-7C-M-110",null,null,null,null,null,null,null,null,null,null,337600,332600,327600,322600,317600,312600,307800,303000,298200,293400,288600,283560,278520,273480,268440,263400,258640,253880,249120,244360,239600,234840,230080,225320,220560,215800,211420,207040,202660,198280,193900,189520,185140,180760,176380,172000,168640,165280,161920,158560,155200,151840,148480,145120,141760,138400]
["QV-SERIES","DD050M4S","DUAL - DISCUS","407C","7C","MEDIUM","M",110,"DD050M4S-7C-M-110",null,null,null,null,null,null,null,null,null,null,356600,351400,346200,341000,335800,330600,325200,319800,314400,309000,303600,298320,293040,287760,282480,277200,272160,267120,262080,257040,252000,246960,241920,236880,231840,226800,222280,217760,213240,208720,204200,199680,195160,190640,186120,181600,177960,174320,170680,167040,163400,159760,156120,152480,148840,145200]
["QV-SERIES","DD060M4S","DUAL - DISCUS","407C","7C","MEDIUM","M",110,"DD060M4S-7C-M-110",null,null,null,null,null,null,null,null,null,null,433800,426320,418840,411360,403880,396400,389880,383360,376840,370320,363800,357520,351240,344960,338680,332400,326440,320480,314520,308560,302600,296640,290680,284720,278760,272800,266680,260560,254440,248320,242200,236080,229960,223840,217720,211600,207180,202760,198340,193920,189500,185080,180660,176240,171820,167400]
["QV-SERIES","DD070M4S","DUAL - DISCUS","407C","7C","MEDIUM","M",110,"DD070M4S-7C-M-110",null,null,null,null,null,null,null,null,null,null,527800,519600,511400,503200,495000,486800,478920,471040,463160,455280,447400,439480,431560,423640,415720,407800,400540,393280,386020,378760,371500,364240,356980,349720,342460,335200,328440,321680,314920,308160,301400,294640,287880,281120,274360,267600,261760,255920,250080,244240,238400,232560,226720,220880,215040,209200]
["QV-SERIES","DD080M4S","DUAL - DISCUS","407C","7C","MEDIUM","M",110,"DD080M4S-7C-M-110",null,null,null,null,null,null,null,null,null,null,566400,557840,549280,540720,532160,523600,515280,506960,498640,490320,482000,474000,466000,458000,450000,442000,434500,427000,419500,412000,404500,397000,389500,382000,374500,367000,359820,352640,345460,338280,331100,323920,316740,309560,302380,295200,289300,283400,277500,271600,265700,259800,253900,248000,242100,236200]
["QV-SERIES","DD100M4S","DUAL - DISCUS","407C","7C","MEDIUM","M",110,"DD100M4S-7C-M-110",null,null,null,null,null,null,null,null,null,null,690800,680880,670960,661040,651120,641200,631000,620800,610600,600400,590200,580400,570600,560800,551000,541200,531780,522360,512940,503520,494100,484680,475260,465840,456420,447000,437920,428840,419760,410680,401600,392520,383440,374360,365280,356200,350200,344200,338200,332200,326200,320200,314200,308200,302200,296200]
["QV-SERIES","DP050M4S","PP - DISCUS","407C","7C","MEDIUM","M",90,"DP050M4S-7C-M-90",517200,510000,502800,495600,488400,481200,473960,466720,459480,452240,445000,438720,432440,426160,419880,413600,407000,400400,393800,387200,380600,374560,368520,362480,356440,350400,344300,338200,332100,326000,319900,313800,307700,301600,295500,289400,283880,278360,272840,267320,261800,256280,250760,245240,239720,234200,229560,224920,220280,215640,211000,206360,201720,197080,192440,187800]
["QV-SERIES","DP060M4S","PP - DISCUS","407C","7C","MEDIUM","M",90,"DP060M4S-7C-M-90",635600,626880,618160,609440,600720,592000,583120,574240,565360,556480,547600,539640,531680,523720,515760,507800,499560,491320,483080,474840,466600,458080,449560,441040,432520,424000,417020,410040,403060,396080,389100,382120,375140,368160,361180,354200,346820,339440,332060,324680,317300,309920,302540,295160,287780,280400,274980,269560,264140,258720,253300,247880,242460,237040,231620,226200]
["QV-SERIES","DP070M4S","PP - DISCUS","407C","7C","MEDIUM","M",90,"DP070M4S-7C-M-90",777000,764280,751560,738840,726120,713400,701360,689320,677280,665240,653200,642920,632640,622360,612080,601800,591840,581880,571920,561960,552000,542800,533600,524400,515200,506000,497280,488560,479840,471120,462400,453680,444960,436240,427520,418800,410800,402800,394800,386800,378800,370800,362800,354800,346800,338800,331880,324960,318040,311120,304200,297280,290360,283440,276520,269600]
["QV-SERIES","DP080M4S","PP - DISCUS","407C","7C","MEDIUM","M",90,"DP080M4S-7C-M-90",912600,899200,885800,872400,859000,845600,832560,819520,806480,793440,780400,769160,757920,746680,735440,724200,713240,702280,691320,680360,669400,659080,648760,638440,628120,617800,607420,597040,586660,576280,565900,555520,545140,534760,524380,514000,504460,494920,485380,475840,466300,456760,447220,437680,428140,418600,410500,402400,394300,386200,378100,370000,361900,353800,345700,337600]
["QV-SERIES","DP100M4S","PP - DISCUS","407C","7C","MEDIUM","M",90,"DP100M4S-7C-M-90",1071400,1057000,1042600,1028200,1013800,999400,984560,969720,954880,940040,925200,912680,900160,887640,875120,862600,849760,836920,824080,811240,798400,786240,774080,761920,749760,737600,724980,712360,699740,687120,674500,661880,649260,636640,624020,611400,600240,589080,577920,566760,555600,544440,533280,522120,510960,499800,491320,482840,474360,465880,457400,448920,440440,431960,423480,415000]
["QV-SERIES","DP050M4S","PP - DISCUS","407C","7C","MEDIUM","M",95,"DP050M4S-7C-M-95",491400,484440,477480,470520,463560,456600,449480,442360,435240,428120,421000,415120,409240,403360,397480,391600,385400,379200,373000,366800,360600,354520,348440,342360,336280,330200,324440,318680,312920,307160,301400,295640,289880,284120,278360,272600,267340,262080,256820,251560,246300,241040,235780,230520,225260,220000,215860,211720,207580,203440,199300,195160,191020,186880,182740,178600]
["QV-SERIES","DP060M4S","PP - DISCUS","407C","7C","MEDIUM","M",95,"DP060M4S-7C-M-95",596400,587120,577840,568560,559280,550000,540720,531440,522160,512880,503600,496160,488720,481280,473840,466400,459000,451600,444200,436800,429400,422120,414840,407560,400280,393000,386140,379280,372420,365560,358700,351840,344980,338120,331260,324400,317940,311480,305020,298560,292100,285640,279180,272720,266260,259800,254380,248960,243540,238120,232700,227280,221860,216440,211020,205600]
["QV-SERIES","DP070M4S","PP - DISCUS","407C","7C","MEDIUM","M",95,"DP070M4S-7C-M-95",737600,725160,712720,700280,687840,675400,664160,652920,641680,630440,619200,609560,599920,590280,580640,571000,561560,552120,542680,533240,523800,515320,506840,498360,489880,481400,472900,464400,455900,447400,438900,430400,421900,413400,404900,396400,388780,381160,373540,365920,358300,350680,343060,335440,327820,320200,313480,306760,300040,293320,286600,279880,273160,266440,259720,253000]
["QV-SERIES","DP080M4S","PP - DISCUS","407C","7C","MEDIUM","M",95,"DP080M4S-7C-M-95",849800,837040,824280,811520,798760,786000,773480,760960,748440,735920,723400,712800,702200,691600,681000,670400,660320,650240,640160,630080,620000,610040,600080,590120,580160,570200,560660,551120,541580,532040,522500,512960,503420,493880,484340,474800,465860,456920,447980,439040,430100,421160,412220,403280,394340,385400,377880,370360,362840,355320,347800,340280,332760,325240,317720,310200]
["QV-SERIES","DP100M4S","PP - DISCUS","407C","7C","MEDIUM","M",95,"DP100M4S-7C-M-95",999600,985880,972160,958440,944720,931000,917120,903240,889360,875480,861600,849720,837840,825960,814080,802200,790200,778200,766200,754200,742200,730080,717960,705840,693720,681600,670200,658800,647400,636000,624600,613200,601800,590400,579000,567600,557080,546560,536040,525520,515000,504480,493960,483440,472920,462400,454400,446400,438400,430400,422400,414400,406400,398400,390400,382400]
["QV-SERIES","DP050M4S","PP - DISCUS","407C","7C","MEDIUM","M",100,"DP050M4S-7C-M-100",null,null,null,null,null,432000,425320,418640,411960,405280,398600,392760,386920,381080,375240,369400,363840,358280,352720,347160,341600,335600,329600,323600,317600,311600,306180,300760,295340,289920,284500,279080,273660,268240,262820,257400,252280,247160,242040,236920,231800,226680,221560,216440,211320,206200,202280,198360,194440,190520,186600,182680,178760,174840,170920,167000]
["QV-SERIES","DP060M4S","PP - DISCUS","407C","7C","MEDIUM","M",100,"DP060M4S-7C-M-100",null,null,null,null,null,521000,512280,503560,494840,486120,477400,470120,462840,455560,448280,441000,433920,426840,419760,412680,405600,398680,391760,384840,377920,371000,364540,358080,351620,345160,338700,332240,325780,319320,312860,306400,300260,294120,287980,281840,275700,269560,263420,257280,251140,245000,239840,234680,229520,224360,219200,214040,208880,203720,198560,193400]
["QV-SERIES","DP070M4S","PP - DISCUS","407C","7C","MEDIUM","M",100,"DP070M4S-7C-M-100",null,null,null,null,null,640800,629760,618720,607680,596640,585600,576320,567040,557760,548480,539200,530440,521680,512920,504160,495400,486840,478280,469720,461160,452600,444780,436960,429140,421320,413500,405680,397860,390040,382220,374400,367020,359640,352260,344880,337500,330120,322740,315360,307980,300600,294260,287920,281580,275240,268900,262560,256220,249880,243540,237200]
["QV-SERIES","DP080M4S","PP - DISCUS","407C","7C","MEDIUM","M",100,"DP080M4S-7C-M-100",null,null,null,null,null,723400,712000,700600,689200,677800,666400,656600,646800,637000,627200,617400,607800,598200,588600,579000,569400,560280,551160,542040,532920,523800,514900,506000,497100,488200,479300,470400,461500,452600,443700,434800,426560,418320,410080,401840,393600,385360,377120,368880,360640,352400,345500,338600,331700,324800,317900,311000,304100,297200,290300,283400]
["QV-SERIES","DP100M4S","PP - DISCUS","407C","7C","MEDIUM","M",100,"DP100M4S-7C-M-100",null,null,null,null,null,861200,848360,835520,822680,809840,797000,785800,774600,763400,752200,741000,729600,718200,706800,695400,684000,672880,661760,650640,639520,628400,617820,607240,596660,586080,575500,564920,554340,543760,533180,522600,512780,502960,493140,483320,473500,463680,453860,444040,434220,424400,417020,409640,402260,394880,387500,380120,372740,365360,357980,350600]
["QV-SERIES","DP050M4S","PP - DISCUS","407C","7C","MEDIUM","M",105,"DP050M4S-7C-M-105",null,null,null,null,null,null,null,null,null,null,377600,372080,366560,361040,355520,350000,344520,339040,333560,328080,322600,316960,311320,305680,300040,294400,289170,283940,278710,273480,268250,263020,257790,252560,247330,242100,237280,232460,227640,222820,218000,213180,208360,203540,198720,193900,190120,186340,182560,178780,175000,171220,167440,163660,159880,156100]
["QV-SERIES","DP060M4S","PP - DISCUS","407C","7C","MEDIUM","M",105,"DP060M4S-7C-M-105",null,null,null,null,null,null,null,null,null,null,455600,448220,440840,433460,426080,418700,411900,405100,398300,391500,384700,378100,371500,364900,358300,351700,345490,339280,333070,326860,320650,314440,308230,302020,295810,289600,283470,277340,271210,265080,258950,252820,246690,240560,234430,228300,223510,218720,213930,209140,204350,199560,194770,189980,185190,180400]
["QV-SERIES","DP070M4S","PP - DISCUS","407C","7C","MEDIUM","M",105,"DP070M4S-7C-M-105",null,null,null,null,null,null,null,null,null,null,556700,547960,539220,530480,521740,513000,504680,496360,488040,479720,471400,463160,454920,446680,438440,430200,422660,415120,407580,400040,392500,384960,377420,369880,362340,354800,347730,340660,333590,326520,319450,312380,305310,298240,291170,284100,278010,271920,265830,259740,253650,247560,241470,235380,229290,223200]
["QV-SERIES","DP080M4S","PP - DISCUS","407C","7C","MEDIUM","M",105,"DP080M4S-7C-M-105",null,null,null,null,null,null,null,null,null,null,616400,607220,598040,588860,579680,570500,561540,552580,543620,534660,525700,517140,508580,500020,491460,482900,474700,466500,458300,450100,441900,433700,425500,417300,409100,400900,393190,385480,377770,370060,362350,354640,346930,339220,331510,323800,317400,311000,304600,298200,291800,285400,279000,272600,266200,259800]
["QV-SERIES","DP100M4S","PP - DISCUS","407C","7C","MEDIUM","M",105,"DP100M4S-7C-M-105",null,null,null,null,null,null,null,null,null,null,743900,733340,722780,712220,701660,691100,680300,669500,658700,647900,637100,626640,616180,605720,595260,584800,574800,564800,554800,544800,534800,524800,514800,504800,494800,484800,475350,465900,456450,447000,437550,428100,418650,409200,399750,390300,383610,376920,370230,363540,356850,350160,343470,336780,330090,323400]
["QV-SERIES","DP050M4S","PP - DISCUS","407C","7C","MEDIUM","M",110,"DP050M4S-7C-M-110",null,null,null,null,null,null,null,null,null,null,356600,351400,346200,341000,335800,330600,325200,319800,314400,309000,303600,298320,293040,287760,282480,277200,272160,267120,262080,257040,252000,246960,241920,236880,231840,226800,222280,217760,213240,208720,204200,199680,195160,190640,186120,181600,177960,174320,170680,167040,163400,159760,156120,152480,148840,145200]
["QV-SERIES","DP060M4S","PP - DISCUS","407C","7C","MEDIUM","M",110,"DP060M4S-7C-M-110",null,null,null,null,null,null,null,null,null,null,433800,426320,418840,411360,403880,396400,389880,383360,376840,370320,363800,357520,351240,344960,338680,332400,326440,320480,314520,308560,302600,296640,290680,284720,278760,272800,266680,260560,254440,248320,242200,236080,229960,223840,217720,211600,207180,202760,198340,193920,189500,185080,180660,176240,171820,167400]
["QV-SERIES","DP070M4S","PP - DISCUS","407C","7C","MEDIUM","M",110,"DP070M4S-7C-M-110",null,null,null,null,null,null,null,null,null,null,527800,519600,511400,503200,495000,486800,478920,471040,463160,455280,447400,439480,431560,423640,415720,407800,400540,393280,386020,378760,371500,364240,356980,349720,342460,335200,328440,321680,314920,308160,301400,294640,287880,281120,274360,267600,261760,255920,250080,244240,238400,232560,226720,220880,215040,209200]
["QV-SERIES","DP080M4S","PP - DISCUS","407C","7C","MEDIUM","M",110,"DP080M4S-7C-M-110",null,null,null,null,null,null,null,null,null,null,566400,557840,549280,540720,532160,523600,515280,506960,498640,490320,482000,474000,466000,458000,450000,442000,434500,427000,419500,412000,404500,397000,389500,382000,374500,367000,359820,352640,345460,338280,331100,323920,316740,309560,302380,295200,289300,283400,277500,271600,265700,259800,253900,248000,242100,236200]
["QV-SERIES","DP100M4S","PP - DISCUS","407C","7C","MEDIUM","M",110,"DP100M4S-7C-M-110",null,null,null,null,null,null,null,null,null,null,690800,680880,670960,661040,651120,641200,631000,620800,610600,600400,590200,580400,570600,560800,551000,541200,531780,522360,512940,503520,494100,484680,475260,465840,456420,447000,437920,428840,419760,410680,401600,392520,383440,374360,365280,356200,350200,344200,338200,332200,326200,320200,314200,308200,302200,296200]
["QV-SERIES","DV022L4S","SINGLE - DISCUS","407C","7C","LOW","L",90,"DV022L4S-7C-L-90",null,null,null,null,null,null,null,null,null,null,null,null,null,null,null,null,null,null,null,null,null,null,null,null,null,null,null,null,null,null,null,null,null,null,null,null,null,null,null,null,null,null,null,null,null,109600,107860,106120,104380,102640,100900,99020,97140,95260,93380,91500,89760,88020,86280,84540,82800,81120,79440,77760,76080,74400,72700,71000,69300,67600,65900,64220,62540,60860,59180,57500,56000,54500,53000,51500,50000,48400,46800,45200,43600,42000]
["QV-SERIES","DV027L4S","SINGLE - DISCUS","407C","7C","LOW","L",90,"DV027L4S-7C-L-90",null,null,null,null,null,null,null,null,null,null,null,null,null,null,null,null,null,null,null,null,null,null,null,null,null,null,null,null,null,null,null,null,null,null,null,null,null,null,null,null,null,null,null,null,null,144700,142240,139780,137320,134860,132400,129740,127080,124420,121760,119100,116680,114260,111840,109420,107000,104680,102360,100040,97720,95400,93040,90680,88320,85960,83600,81380,79160,76940,74720,72500,70580,68660,66740,64820,62900,61080,59260,57440,55620,53800]
["QV-SERIES","DV030L4S","SINGLE - DISCUS","407C","7C","LOW","L",90,"DV030L4S-7C-L-90",null,null,null,null,null,null,null,null,null,null,null,null,null,null,null,null,null,null,null,null,null,null,null,null,null,null,null,null,null,null,null,null,null,null,null,null,null,null,null,null,null,null,null,null,null,165300,162500,159700,156900,154100,151300,148280,145260,142240,139220,136200,133380,130560,127740,124920,122100,119420,116740,114060,111380,108700,106180,103660,101140,98620,96100,93720,91340,88960,86580,84200,81900,79600,77300,75000,72700,70700,68700,66700,64700,62700]
["QV-SERIES","DV040L4S","SINGLE - DISCUS","407C","7C","LOW","L",90,"DV040L4S-7C-L-90",null,null,null,null,null,null,null,null,null,null,null,null,null,null,null,null,null,null,null,null,null,null,null,null,null,null,null,null,null,null,null,null,null,null,null,null,null,null,null,null,null,null,null,null,null,208700,204940,201180,197420,193660,189900,186140,182380,178620,174860,171100,167920,164740,161560,158380,155200,152240,149280,146320,143360,140400,137340,134280,131220,128160,125100,122120,119140,116160,113180,110200,107320,104440,101560,98680,95800,92700,89600,86500,83400,80300]
["QV-SERIES","DV022L4S","SINGLE - DISCUS","407C","7C","LOW","L",95,"DV022L4S-7C-L-95",null,null,null,null,null,null,null,null,null,null,null,null,null,null,null,null,null,null,null,null,null,null,null,null,null,null,null,null,null,null,null,null,null,null,null,null,null,null,null,null,null,null,null,null,null,105500,103540,101580,99620,97660,95700,94060,92420,90780,89140,87500,85800,84100,82400,80700,79000,77380,75760,74140,72520,70900,69180,67460,65740,64020,62300,60680,59060,57440,55820,54200,52780,51360,49940,48520,47100,45680,44260,42840,41420,40000]
["QV-SERIES","DV027L4S","SINGLE - DISCUS","407C","7C","LOW","L",95,"DV027L4S-7C-L-95",null,null,null,null,null,null,null,null,null,null,null,null,null,null,null,null,null,null,null,null,null,null,null,null,null,null,null,null,null,null,null,null,null,null,null,null,null,null,null,null,null,null,null,null,null,137000,134720,132440,130160,127880,125600,123060,120520,117980,115440,112900,110460,108020,105580,103140,100700,98600,96500,94400,92300,90200,87880,85560,83240,80920,78600,76420,74240,72060,69880,67700,65840,63980,62120,60260,58400,56660,54920,53180,51440,49700]
["QV-SERIES","DV030L4S","SINGLE - DISCUS","407C","7C","LOW","L",95,"DV030L4S-7C-L-95",null,null,null,null,null,null,null,null,null,null,null,null,null,null,null,null,null,null,null,null,null,null,null,null,null,null,null,null,null,null,null,null,null,null,null,null,null,null,null,null,null,null,null,null,null,157800,155040,152280,149520,146760,144000,141080,138160,135240,132320,129400,126600,123800,121000,118200,115400,113060,110720,108380,106040,103700,101120,98540,95960,93380,90800,88360,85920,83480,81040,78600,76460,74320,72180,70040,67900,66000,64100,62200,60300,58400]
["QV-SERIES","DV040L4S","SINGLE - DISCUS","407C","7C","LOW","L",95,"DV040L4S-7C-L-95",null,null,null,null,null,null,null,null,null,null,null,null,null,null,null,null,null,null,null,null,null,null,null,null,null,null,null,null,null,null,null,null,null,null,null,null,null,null,null,null,null,null,null,null,null,192300,188740,185180,181620,178060,174500,170960,167420,163880,160340,156800,153800,150800,147800,144800,141800,139020,136240,133460,130680,127900,125040,122180,119320,116460,113600,111080,108560,106040,103520,101000,98140,95280,92420,89560,86700,83660,80620,77580,74540,71500]
["QV-SERIES","DV022L4S","SINGLE - DISCUS","407C","7C","LOW","L",100,"DV022L4S-7C-L-100",null,null,null,null,null,null,null,null,null,null,null,null,null,null,null,null,null,null,null,null,null,null,null,null,null,null,null,null,null,null,null,null,null,null,null,null,null,null,null,null,null,null,null,null,null,103800,102080,100360,98640,96920,95200,93360,91520,89680,87840,86000,84220,82440,80660,78880,77100,75520,73940,72360,70780,69200,67520,65840,64160,62480,60800,59140,57480,55820,54160,52500,51000,49500,48000,46500,45000,43340,41680,40020,38360,36700]
["QV-SERIES","DV027L4S","SINGLE - DISCUS","407C","7C","LOW","L",100,"DV027L4S-7C-L-100",null,null,null,null,null,null,null,null,null,null,null,null,null,null,null,null,null,null,null,null,null,null,null,null,null,null,null,null,null,null,null,null,null,null,null,null,null,null,null,null,null,null,null,null,null,134700,132420,130140,127860,125580,123300,120780,118260,115740,113220,110700,108360,106020,103680,101340,99000,96780,94560,92340,90120,87900,85600,83300,81000,78700,76400,74200,72000,69800,67600,65400,63440,61480,59520,57560,55600,53780,51960,50140,48320,46500]
["QV-SERIES","DV030L4S","SINGLE - DISCUS","407C","7C","LOW","L",100,"DV030L4S-7C-L-100",null,null,null,null,null,null,null,null,null,null,null,null,null,null,null,null,null,null,null,null,null,null,null,null,null,null,null,null,null,null,null,null,null,null,null,null,null,null,null,null,null,null,null,null,null,154500,151760,149020,146280,143540,140800,137940,135080,132220,129360,126500,123840,121180,118520,115860,113200,110760,108320,105880,103440,101000,98500,96000,93500,91000,88500,86060,83620,81180,78740,76300,74200,72100,70000,67900,65800,63780,61760,59740,57720,55700]
["QV-SERIES","DV040L4S","SINGLE - DISCUS","407C","7C","LOW","L",100,"DV040L4S-7C-L-100",null,null,null,null,null,null,null,null,null,null,null,null,null,null,null,null,null,null,null,null,null,null,null,null,null,null,null,null,null,null,null,null,null,null,null,null,null,null,null,null,null,null,null,null,null,192200,188440,184680,180920,177160,173400,169920,166440,162960,159480,156000,152820,149640,146460,143280,140100,137300,134500,131700,128900,126100,123200,120300,117400,114500,111600,108460,105320,102180,99040,95900,93100,90300,87500,84700,81900,78660,75420,72180,68940,65700]
["QV-SERIES","DV022L4S","SINGLE - DISCUS","407C","7C","LOW","L",105,"DV022L4S-7C-L-105",null,null,null,null,null,null,null,null,null,null,null,null,null,null,null,null,null,null,null,null,null,null,null,null,null,null,null,null,null,null,null,null,null,null,null,null,null,null,null,null,null,null,null,null,null,99350,97660,95970,94280,92590,90900,89100,87300,85500,83700,81900,80200,78500,76800,75100,73400,71820,70240,68660,67080,65500,63880,62260,60640,59020,57400,55750,54100,52450,50800,49150,47670,46190,44710,43230,41750,40150,38550,36950,35350,33750]
["QV-SERIES","DV027L4S","SINGLE - DISCUS","407C","7C","LOW","L",105,"DV027L4S-7C-L-105",null,null,null,null,null,null,null,null,null,null,null,null,null,null,null,null,null,null,null,null,null,null,null,null,null,null,null,null,null,null,null,null,null,null,null,null,null,null,null,null,null,null,null,null,null,128250,126020,123790,121560,119330,117100,114660,112220,109780,107340,104900,102620,100340,98060,95780,93500,91310,89120,86930,84740,82550,80310,78070,75830,73590,71350,69220,67090,64960,62830,60700,58800,56900,55000,53100,51200,49400,47600,45800,44000,42200]
["QV-SERIES","DV030L4S","SINGLE - DISCUS","407C","7C","LOW","L",105,"DV030L4S-7C-L-105",null,null,null,null,null,null,null,null,null,null,null,null,null,null,null,null,null,null,null,null,null,null,null,null,null,null,null,null,null,null,null,null,null,null,null,null,null,null,null,null,null,null,null,null,null,147300,144650,142000,139350,136700,134050,131300,128550,125800,123050,120300,117710,115120,112530,109940,107350,104910,102470,100030,97590,95150,92820,90490,88160,85830,83500,81140,78780,76420,74060,71700,69690,67680,65670,63660,61650,59570,57490,55410,53330,51250]
["QV-SERIES","DV040L4S","SINGLE - DISCUS","407C","7C","LOW","L",105,"DV040L4S-7C-L-105",null,null,null,null,null,null,null,null,null,null,null,null,null,null,null,null,null,null,null,null,null,null,null,null,null,null,null,null,null,null,null,null,null,null,null,null,null,null,null,null,null,null,null,null,null,186750,182910,179070,175230,171390,167550,164140,160730,157320,153910,150500,147290,144080,140870,137660,134450,131670,128890,126110,123330,120550,117690,114830,111970,109110,106250,102970,99690,96410,93130,89850,87040,84230,81420,78610,75800,72430,69060,65690,62320,58950]
["QV-SERIES","DV022L4S","SINGLE - DISCUS","407C","7C","LOW","L",110,"DV022L4S-7C-L-110",null,null,null,null,null,null,null,null,null,null,null,null,null,null,null,null,null,null,null,null,null,null,null,null,null,null,null,null,null,null,null,null,null,null,null,null,null,null,null,null,null,null,null,null,null,94900,93240,91580,89920,88260,86600,84840,83080,81320,79560,77800,76180,74560,72940,71320,69700,68120,66540,64960,63380,61800,60240,58680,57120,55560,54000,52360,50720,49080,47440,45800,44340,42880,41420,39960,38500,36960,35420,33880,32340,30800]
["QV-SERIES","DV027L4S","SINGLE - DISCUS","407C","7C","LOW","L",110,"DV027L4S-7C-L-110",null,null,null,null,null,null,null,null,null,null,null,null,null,null,null,null,null,null,null,null,null,null,null,null,null,null,null,null,null,null,null,null,null,null,null,null,null,null,null,null,null,null,null,null,null,121800,119620,117440,115260,113080,110900,108540,106180,103820,101460,99100,96880,94660,92440,90220,88000,85840,83680,81520,79360,77200,75020,72840,70660,68480,66300,64240,62180,60120,58060,56000,54160,52320,50480,48640,46800,45020,43240,41460,39680,37900]
["QV-SERIES","DV030L4S","SINGLE - DISCUS","407C","7C","LOW","L",110,"DV030L4S-7C-L-110",null,null,null,null,null,null,null,null,null,null,null,null,null,null,null,null,null,null,null,null,null,null,null,null,null,null,null,null,null,null,null,null,null,null,null,null,null,null,null,null,null,null,null,null,null,140100,137540,134980,132420,129860,127300,124660,122020,119380,116740,114100,111580,109060,106540,104020,101500,99060,96620,94180,91740,89300,87140,84980,82820,80660,78500,76220,73940,71660,69380,67100,65180,63260,61340,59420,57500,55360,53220,51080,48940,46800]
["QV-SERIES","DV040L4S","SINGLE - DISCUS","407C","7C","LOW","L",110,"DV040L4S-7C-L-110",null,null,null,null,null,null,null,null,null,null,null,null,null,null,null,null,null,null,null,null,null,null,null,null,null,null,null,null,null,null,null,null,null,null,null,null,null,null,null,null,null,null,null,null,null,181300,177380,173460,169540,165620,161700,158360,155020,151680,148340,145000,141760,138520,135280,132040,128800,126040,123280,120520,117760,115000,112180,109360,106540,103720,100900,97480,94060,90640,87220,83800,80980,78160,75340,72520,69700,66200,62700,59200,55700,52200]
["QV-SERIES","DD044L4S","DUAL - DISCUS","407C","7C","LOW","L",90,"DD044L4S-7C-L-90",null,null,null,null,null,null,null,null,null,null,null,null,null,null,null,null,null,null,null,null,null,null,null,null,null,null,null,null,null,null,null,null,null,null,null,null,null,null,null,null,null,null,null,null,null,219200,215720,212240,208760,205280,201800,198040,194280,190520,186760,183000,179520,176040,172560,169080,165600,162240,158880,155520,152160,148800,145400,142000,138600,135200,131800,128440,125080,121720,118360,115000,112000,109000,106000,103000,100000,96800,93600,90400,87200,84000]
["QV-SERIES","DD054L4S","DUAL - DISCUS","407C","7C","LOW","L",90,"DD054L4S-7C-L-90",null,null,null,null,null,null,null,null,null,null,null,null,null,null,null,null,null,null,null,null,null,null,null,null,null,null,null,null,null,null,null,null,null,null,null,null,null,null,null,null,null,null,null,null,null,289400,284480,279560,274640,269720,264800,259480,254160,248840,243520,238200,233360,228520,223680,218840,214000,209360,204720,200080,195440,190800,186080,181360,176640,171920,167200,162760,158320,153880,149440,145000,141160,137320,133480,129640,125800,122160,118520,114880,111240,107600]
["QV-SERIES","DD060L4S","DUAL - DISCUS","407C","7C","LOW","L",90,"DD060L4S-7C-L-90",null,null,null,null,null,null,null,null,null,null,null,null,null,null,null,null,null,null,null,null,null,null,null,null,null,null,null,null,null,null,null,null,null,null,null,null,null,null,null,null,null,null,null,null,null,330600,325000,319400,313800,308200,302600,296560,290520,284480,278440,272400,266760,261120,255480,249840,244200,238840,233480,228120,222760,217400,212360,207320,202280,197240,192200,187440,182680,177920,173160,168400,163800,159200,154600,150000,145400,141400,137400,133400,129400,125400]
["QV-SERIES","DD080L4S","DUAL - DISCUS","407C","7C","LOW","L",90,"DD080L4S-7C-L-90",null,null,null,null,null,null,null,null,null,null,null,null,null,null,null,null,null,null,null,null,null,null,null,null,null,null,null,null,null,null,null,null,null,null,null,null,null,null,null,null,null,null,null,null,null,417400,409880,402360,394840,387320,379800,372280,364760,357240,349720,342200,335840,329480,323120,316760,310400,304480,298560,292640,286720,280800,274680,268560,262440,256320,250200,244240,238280,232320,226360,220400,214640,208880,203120,197360,191600,185400,179200,173000,166800,160600]
["QV-SERIES","DD044L4S","DUAL - DISCUS","407C","7C","LOW","L",95,"DD044L4S-7C-L-95",null,null,null,null,null,null,null,null,null,null,null,null,null,null,null,null,null,null,null,null,null,null,null,null,null,null,null,null,null,null,null,null,null,null,null,null,null,null,null,null,null,null,null,null,null,211000,207080,203160,199240,195320,191400,188120,184840,181560,178280,175000,171600,168200,164800,161400,158000,154760,151520,148280,145040,141800,138360,134920,131480,128040,124600,121360,118120,114880,111640,108400,105560,102720,99880,97040,94200,91360,88520,85680,82840,80000]
["QV-SERIES","DD054L4S","DUAL - DISCUS","407C","7C","LOW","L",95,"DD054L4S-7C-L-95",null,null,null,null,null,null,null,null,null,null,null,null,null,null,null,null,null,null,null,null,null,null,null,null,null,null,null,null,null,null,null,null,null,null,null,null,null,null,null,null,null,null,null,null,null,274000,269440,264880,260320,255760,251200,246120,241040,235960,230880,225800,220920,216040,211160,206280,201400,197200,193000,188800,184600,180400,175760,171120,166480,161840,157200,152840,148480,144120,139760,135400,131680,127960,124240,120520,116800,113320,109840,106360,102880,99400]
["QV-SERIES","DD060L4S","DUAL - DISCUS","407C","7C","LOW","L",95,"DD060L4S-7C-L-95",null,null,null,null,null,null,null,null,null,null,null,null,null,null,null,null,null,null,null,null,null,null,null,null,null,null,null,null,null,null,null,null,null,null,null,null,null,null,null,null,null,null,null,null,null,315600,310080,304560,299040,293520,288000,282160,276320,270480,264640,258800,253200,247600,242000,236400,230800,226120,221440,216760,212080,207400,202240,197080,191920,186760,181600,176720,171840,166960,162080,157200,152920,148640,144360,140080,135800,132000,128200,124400,120600,116800]
["QV-SERIES","DD080L4S","DUAL - DISCUS","407C","7C","LOW","L",95,"DD080L4S-7C-L-95",null,null,null,null,null,null,null,null,null,null,null,null,null,null,null,null,null,null,null,null,null,null,null,null,null,null,null,null,null,null,null,null,null,null,null,null,null,null,null,null,null,null,null,null,null,384600,377480,370360,363240,356120,349000,341920,334840,327760,320680,313600,307600,301600,295600,289600,283600,278040,272480,266920,261360,255800,250080,244360,238640,232920,227200,222160,217120,212080,207040,202000,196280,190560,184840,179120,173400,167320,161240,155160,149080,143000]
["QV-SERIES","DD044L4S","DUAL - DISCUS","407C","7C","LOW","L",100,"DD044L4S-7C-L-100",null,null,null,null,null,null,null,null,null,null,null,null,null,null,null,null,null,null,null,null,null,null,null,null,null,null,null,null,null,null,null,null,null,null,null,null,null,null,null,null,null,null,null,null,null,207600,204160,200720,197280,193840,190400,186720,183040,179360,175680,172000,168440,164880,161320,157760,154200,151040,147880,144720,141560,138400,135040,131680,128320,124960,121600,118280,114960,111640,108320,105000,102000,99000,96000,93000,90000,86680,83360,80040,76720,73400]
["QV-SERIES","DD054L4S","DUAL - DISCUS","407C","7C","LOW","L",100,"DD054L4S-7C-L-100",null,null,null,null,null,null,null,null,null,null,null,null,null,null,null,null,null,null,null,null,null,null,null,null,null,null,null,null,null,null,null,null,null,null,null,null,null,null,null,null,null,null,null,null,null,269400,264840,260280,255720,251160,246600,241560,236520,231480,226440,221400,216720,212040,207360,202680,198000,193560,189120,184680,180240,175800,171200,166600,162000,157400,152800,148400,144000,139600,135200,130800,126880,122960,119040,115120,111200,107560,103920,100280,96640,93000]
["QV-SERIES","DD060L4S","DUAL - DISCUS","407C","7C","LOW","L",100,"DD060L4S-7C-L-100",null,null,null,null,null,null,null,null,null,null,null,null,null,null,null,null,null,null,null,null,null,null,null,null,null,null,null,null,null,null,null,null,null,null,null,null,null,null,null,null,null,null,null,null,null,309000,303520,298040,292560,287080,281600,275880,270160,264440,258720,253000,247680,242360,237040,231720,226400,221520,216640,211760,206880,202000,197000,192000,187000,182000,177000,172120,167240,162360,157480,152600,148400,144200,140000,135800,131600,127560,123520,119480,115440,111400]
["QV-SERIES","DD080L4S","DUAL - DISCUS","407C","7C","LOW","L",100,"DD080L4S-7C-L-100",null,null,null,null,null,null,null,null,null,null,null,null,null,null,null,null,null,null,null,null,null,null,null,null,null,null,null,null,null,null,null,null,null,null,null,null,null,null,null,null,null,null,null,null,null,384400,376880,369360,361840,354320,346800,339840,332880,325920,318960,312000,305640,299280,292920,286560,280200,274600,269000,263400,257800,252200,246400,240600,234800,229000,223200,216920,210640,204360,198080,191800,186200,180600,175000,169400,163800,157320,150840,144360,137880,131400]
["QV-SERIES","DD044L4S","DUAL - DISCUS","407C","7C","LOW","L",105,"DD044L4S-7C-L-105",null,null,null,null,null,null,null,null,null,null,null,null,null,null,null,null,null,null,null,null,null,null,null,null,null,null,null,null,null,null,null,null,null,null,null,null,null,null,null,null,null,null,null,null,null,198700,195320,191940,188560,185180,181800,178200,174600,171000,167400,163800,160400,157000,153600,150200,146800,143640,140480,137320,134160,131000,127760,124520,121280,118040,114800,111500,108200,104900,101600,98300,95340,92380,89420,86460,83500,80300,77100,73900,70700,67500]
["QV-SERIES","DD054L4S","DUAL - DISCUS","407C","7C","LOW","L",105,"DD054L4S-7C-L-105",null,null,null,null,null,null,null,null,null,null,null,null,null,null,null,null,null,null,null,null,null,null,null,null,null,null,null,null,null,null,null,null,null,null,null,null,null,null,null,null,null,null,null,null,null,256500,252040,247580,243120,238660,234200,229320,224440,219560,214680,209800,205240,200680,196120,191560,187000,182620,178240,173860,169480,165100,160620,156140,151660,147180,142700,138440,134180,129920,125660,121400,117600,113800,110000,106200,102400,98800,95200,91600,88000,84400]
["QV-SERIES","DD060L4S","DUAL - DISCUS","407C","7C","LOW","L",105,"DD060L4S-7C-L-105",null,null,null,null,null,null,null,null,null,null,null,null,null,null,null,null,null,null,null,null,null,null,null,null,null,null,null,null,null,null,null,null,null,null,null,null,null,null,null,null,null,null,null,null,null,294600,289300,284000,278700,273400,268100,262600,257100,251600,246100,240600,235420,230240,225060,219880,214700,209820,204940,200060,195180,190300,185640,180980,176320,171660,167000,162280,157560,152840,148120,143400,139380,135360,131340,127320,123300,119140,114980,110820,106660,102500]
["QV-SERIES","DD080L4S","DUAL - DISCUS","407C","7C","LOW","L",105,"DD080L4S-7C-L-105",null,null,null,null,null,null,null,null,null,null,null,null,null,null,null,null,null,null,null,null,null,null,null,null,null,null,null,null,null,null,null,null,null,null,null,null,null,null,null,null,null,null,null,null,null,373500,365820,358140,350460,342780,335100,328280,321460,314640,307820,301000,294580,288160,281740,275320,268900,263340,257780,252220,246660,241100,235380,229660,223940,218220,212500,205940,199380,192820,186260,179700,174080,168460,162840,157220,151600,144860,138120,131380,124640,117900]
["QV-SERIES","DD044L4S","DUAL - DISCUS","407C","7C","LOW","L",110,"DD044L4S-7C-L-110",null,null,null,null,null,null,null,null,null,null,null,null,null,null,null,null,null,null,null,null,null,null,null,null,null,null,null,null,null,null,null,null,null,null,null,null,null,null,null,null,null,null,null,null,null,189800,186480,183160,179840,176520,173200,169680,166160,162640,159120,155600,152360,149120,145880,142640,139400,136240,133080,129920,126760,123600,120480,117360,114240,111120,108000,104720,101440,98160,94880,91600,88680,85760,82840,79920,77000,73920,70840,67760,64680,61600]
["QV-SERIES","DD054L4S","DUAL - DISCUS","407C","7C","LOW","L",110,"DD054L4S-7C-L-110",null,null,null,null,null,null,null,null,null,null,null,null,null,null,null,null,null,null,null,null,null,null,null,null,null,null,null,null,null,null,null,null,null,null,null,null,null,null,null,null,null,null,null,null,null,243600,239240,234880,230520,226160,221800,217080,212360,207640,202920,198200,193760,189320,184880,180440,176000,171680,167360,163040,158720,154400,150040,145680,141320,136960,132600,128480,124360,120240,116120,112000,108320,104640,100960,97280,93600,90040,86480,82920,79360,75800]
["QV-SERIES","DD060L4S","DUAL - DISCUS","407C","7C","LOW","L",110,"DD060L4S-7C-L-110",null,null,null,null,null,null,null,null,null,null,null,null,null,null,null,null,null,null,null,null,null,null,null,null,null,null,null,null,null,null,null,null,null,null,null,null,null,null,null,null,null,null,null,null,null,280200,275080,269960,264840,259720,254600,249320,244040,238760,233480,228200,223160,218120,213080,208040,203000,198120,193240,188360,183480,178600,174280,169960,165640,161320,157000,152440,147880,143320,138760,134200,130360,126520,122680,118840,115000,110720,106440,102160,97880,93600]
["QV-SERIES","DD080L4S","DUAL - DISCUS","407C","7C","LOW","L",110,"DD080L4S-7C-L-110",null,null,null,null,null,null,null,null,null,null,null,null,null,null,null,null,null,null,null,null,null,null,null,null,null,null,null,null,null,null,null,null,null,null,null,null,null,null,null,null,null,null,null,null,null,362600,354760,346920,339080,331240,323400,316720,310040,303360,296680,290000,283520,277040,270560,264080,257600,252080,246560,241040,235520,230000,224360,218720,213080,207440,201800,194960,188120,181280,174440,167600,161960,156320,150680,145040,139400,132400,125400,118400,111400,104400]
["QV-SERIES","DP044L4S","PP - DISCUS","407C","7C","LOW","L",90,"DP044L4S-7C-L-90",null,null,null,null,null,null,null,null,null,null,null,null,null,null,null,null,null,null,null,null,null,null,null,null,null,null,null,null,null,null,null,null,null,null,null,null,null,null,null,null,null,null,null,null,null,219200,215720,212240,208760,205280,201800,198040,194280,190520,186760,183000,179520,176040,172560,169080,165600,162240,158880,155520,152160,148800,145400,142000,138600,135200,131800,128440,125080,121720,118360,115000,112000,109000,106000,103000,100000,96800,93600,90400,87200,84000]
["QV-SERIES","DP054L4S","PP - DISCUS","407C","7C","LOW","L",90,"DP054L4S-7C-L-90",null,null,null,null,null,null,null,null,null,null,null,null,null,null,null,null,null,null,null,null,null,null,null,null,null,null,null,null,null,null,null,null,null,null,null,null,null,null,null,null,null,null,null,null,null,289400,284480,279560,274640,269720,264800,259480,254160,248840,243520,238200,233360,228520,223680,218840,214000,209360,204720,200080,195440,190800,186080,181360,176640,171920,167200,162760,158320,153880,149440,145000,141160,137320,133480,129640,125800,122160,118520,114880,111240,107600]
["QV-SERIES","DP060L4S","PP - DISCUS","407C","7C","LOW","L",90,"DP060L4S-7C-L-90",null,null,null,null,null,null,null,null,null,null,null,null,null,null,null,null,null,null,null,null,null,null,null,null,null,null,null,null,null,null,null,null,null,null,null,null,null,null,null,null,null,null,null,null,null,330600,325000,319400,313800,308200,302600,296560,290520,284480,278440,272400,266760,261120,255480,249840,244200,238840,233480,228120,222760,217400,212360,207320,202280,197240,192200,187440,182680,177920,173160,168400,163800,159200,154600,150000,145400,141400,137400,133400,129400,125400]
["QV-SERIES","DP080L4S","PP - DISCUS","407C","7C","LOW","L",90,"DP080L4S-7C-L-90",null,null,null,null,null,null,null,null,null,null,null,null,null,null,null,null,null,null,null,null,null,null,null,null,null,null,null,null,null,null,null,null,null,null,null,null,null,null,null,null,null,null,null,null,null,417400,409880,402360,394840,387320,379800,372280,364760,357240,349720,342200,335840,329480,323120,316760,310400,304480,298560,292640,286720,280800,274680,268560,262440,256320,250200,244240,238280,232320,226360,220400,214640,208880,203120,197360,191600,185400,179200,173000,166800,160600]
["QV-SERIES","DP044L4S","PP - DISCUS","407C","7C","LOW","L",95,"DP044L4S-7C-L-95",null,null,null,null,null,null,null,null,null,null,null,null,null,null,null,null,null,null,null,null,null,null,null,null,null,null,null,null,null,null,null,null,null,null,null,null,null,null,null,null,null,null,null,null,null,211000,207080,203160,199240,195320,191400,188120,184840,181560,178280,175000,171600,168200,164800,161400,158000,154760,151520,148280,145040,141800,138360,134920,131480,128040,124600,121360,118120,114880,111640,108400,105560,102720,99880,97040,94200,91360,88520,85680,82840,80000]
["QV-SERIES","DP054L4S","PP - DISCUS","407C","7C","LOW","L",95,"DP054L4S-7C-L-95",null,null,null,null,null,null,null,null,null,null,null,null,null,null,null,null,null,null,null,null,null,null,null,null,null,null,null,null,null,null,null,null,null,null,null,null,null,null,null,null,null,null,null,null,null,274000,269440,264880,260320,255760,251200,246120,241040,235960,230880,225800,220920,216040,211160,206280,201400,197200,193000,188800,184600,180400,175760,171120,166480,161840,157200,152840,148480,144120,139760,135400,131680,127960,124240,120520,116800,113320,109840,106360,102880,99400]
["QV-SERIES","DP060L4S","PP - DISCUS","407C","7C","LOW","L",95,"DP060L4S-7C-L-95",null,null,null,null,null,null,null,null,null,null,null,null,null,null,null,null,null,null,null,null,null,null,null,null,null,null,null,null,null,null,null,null,null,null,null,null,null,null,null,null,null,null,null,null,null,315600,310080,304560,299040,293520,288000,282160,276320,270480,264640,258800,253200,247600,242000,236400,230800,226120,221440,216760,212080,207400,202240,197080,191920,186760,181600,176720,171840,166960,162080,157200,152920,148640,144360,140080,135800,132000,128200,124400,120600,116800]
["QV-SERIES","DP080L4S","PP - DISCUS","407C","7C","LOW","L",95,"DP080L4S-7C-L-95",null,null,null,null,null,null,null,null,null,null,null,null,null,null,null,null,null,null,null,null,null,null,null,null,null,null,null,null,null,null,null,null,null,null,null,null,null,null,null,null,null,null,null,null,null,384600,377480,370360,363240,356120,349000,341920,334840,327760,320680,313600,307600,301600,295600,289600,283600,278040,272480,266920,261360,255800,250080,244360,238640,232920,227200,222160,217120,212080,207040,202000,196280,190560,184840,179120,173400,167320,161240,155160,149080,143000]
["QV-SERIES","DP044L4S","PP - DISCUS","407C","7C","LOW","L",100,"DP044L4S-7C-L-100",null,null,null,null,null,null,null,null,null,null,null,null,null,null,null,null,null,null,null,null,null,null,null,null,null,null,null,null,null,null,null,null,null,null,null,null,null,null,null,null,null,null,null,null,null,207600,204160,200720,197280,193840,190400,186720,183040,179360,175680,172000,168440,164880,161320,157760,154200,151040,147880,144720,141560,138400,135040,131680,128320,124960,121600,118280,114960,111640,108320,105000,102000,99000,96000,93000,90000,86680,83360,80040,76720,73400]
["QV-SERIES","DP054L4S","PP - DISCUS","407C","7C","LOW","L",100,"DP054L4S-7C-L-100",null,null,null,null,null,null,null,null,null,null,null,null,null,null,null,null,null,null,null,null,null,null,null,null,null,null,null,null,null,null,null,null,null,null,null,null,null,null,null,null,null,null,null,null,null,269400,264840,260280,255720,251160,246600,241560,236520,231480,226440,221400,216720,212040,207360,202680,198000,193560,189120,184680,180240,175800,171200,166600,162000,157400,152800,148400,144000,139600,135200,130800,126880,122960,119040,115120,111200,107560,103920,100280,96640,93000]
["QV-SERIES","DP060L4S","PP - DISCUS","407C","7C","LOW","L",100,"DP060L4S-7C-L-100",null,null,null,null,null,null,null,null,null,null,null,null,null,null,null,null,null,null,null,null,null,null,null,null,null,null,null,null,null,null,null,null,null,null,null,null,null,null,null,null,null,null,null,null,null,309000,303520,298040,292560,287080,281600,275880,270160,264440,258720,253000,247680,242360,237040,231720,226400,221520,216640,211760,206880,202000,197000,192000,187000,182000,177000,172120,167240,162360,157480,152600,148400,144200,140000,135800,131600,127560,123520,119480,115440,111400]
["QV-SERIES","DP080L4S","PP - DISCUS","407C","7C","LOW","L",100,"DP080L4S-7C-L-100",null,null,null,null,null,null,null,null,null,null,null,null,null,null,null,null,null,null,null,null,null,null,null,null,null,null,null,null,null,null,null,null,null,null,null,null,null,null,null,null,null,null,null,null,null,384400,376880,369360,361840,354320,346800,339840,332880,325920,318960,312000,305640,299280,292920,286560,280200,274600,269000,263400,257800,252200,246400,240600,234800,229000,223200,216920,210640,204360,198080,191800,186200,180600,175000,169400,163800,157320,150840,144360,137880,131400]
["QV-SERIES","DP044L4S","PP - DISCUS","407C","7C","LOW","L",105,"DP044L4S-7C-L-105",null,null,null,null,null,null,null,null,null,null,null,null,null,null,null,null,null,null,null,null,null,null,null,null,null,null,null,null,null,null,null,null,null,null,null,null,null,null,null,null,null,null,null,null,null,198700,195320,191940,188560,185180,181800,178200,174600,171000,167400,163800,160400,157000,153600,150200,146800,143640,140480,137320,134160,131000,127760,124520,121280,118040,114800,111500,108200,104900,101600,98300,95340,92380,89420,86460,83500,80300,77100,73900,70700,67500]
["QV-SERIES","DP054L4S","PP - DISCUS","407C","7C","LOW","L",105,"DP054L4S-7C-L-105",null,null,null,null,null,null,null,null,null,null,null,null,null,null,null,null,null,null,null,null,null,null,null,null,null,null,null,null,null,null,null,null,null,null,null,null,null,null,null,null,null,null,null,null,null,256500,252040,247580,243120,238660,234200,229320,224440,219560,214680,209800,205240,200680,196120,191560,187000,182620,178240,173860,169480,165100,160620,156140,151660,147180,142700,138440,134180,129920,125660,121400,117600,113800,110000,106200,102400,98800,95200,91600,88000,84400]
["QV-SERIES","DP060L4S","PP - DISCUS","407C","7C","LOW","L",105,"DP060L4S-7C-L-105",null,null,null,null,null,null,null,null,null,null,null,null,null,null,null,null,null,null,null,null,null,null,null,null,null,null,null,null,null,null,null,null,null,null,null,null,null,null,null,null,null,null,null,null,null,294600,289300,284000,278700,273400,268100,262600,257100,251600,246100,240600,235420,230240,225060,219880,214700,209820,204940,200060,195180,190300,185640,180980,176320,171660,167000,162280,157560,152840,148120,143400,139380,135360,131340,127320,123300,119140,114980,110820,106660,102500]
["QV-SERIES","DP080L4S","PP - DISCUS","407C","7C","LOW","L",105,"DP080L4S-7C-L-105",null,null,null,null,null,null,null,null,null,null,null,null,null,null,null,null,null,null,null,null,null,null,null,null,null,null,null,null,null,null,null,null,null,null,null,null,null,null,null,null,null,null,null,null,null,373500,365820,358140,350460,342780,335100,328280,321460,314640,307820,301000,294580,288160,281740,275320,268900,263340,257780,252220,246660,241100,235380,229660,223940,218220,212500,205940,199380,192820,186260,179700,174080,168460,162840,157220,151600,144860,138120,131380,124640,117900]
["QV-SERIES","DP044L4S","PP - DISCUS","407C","7C","LOW","L",110,"DP044L4S-7C-L-110",null,null,null,null,null,null,null,null,null,null,null,null,null,null,null,null,null,null,null,null,null,null,null,null,null,null,null,null,null,null,null,null,null,null,null,null,null,null,null,null,null,null,null,null,null,189800,186480,183160,179840,176520,173200,169680,166160,162640,159120,155600,152360,149120,145880,142640,139400,136240,133080,129920,126760,123600,120480,117360,114240,111120,108000,104720,101440,98160,94880,91600,88680,85760,82840,79920,77000,73920,70840,67760,64680,61600]
["QV-SERIES","DP054L4S","PP - DISCUS","407C","7C","LOW","L",110,"DP054L4S-7C-L-110",null,null,null,null,null,null,null,null,null,null,null,null,null,null,null,null,null,null,null,null,null,null,null,null,null,null,null,null,null,null,null,null,null,null,null,null,null,null,null,null,null,null,null,null,null,243600,239240,234880,230520,226160,221800,217080,212360,207640,202920,198200,193760,189320,184880,180440,176000,171680,167360,163040,158720,154400,150040,145680,141320,136960,132600,128480,124360,120240,116120,112000,108320,104640,100960,97280,93600,90040,86480,82920,79360,75800]
["QV-SERIES","DP060L4S","PP - DISCUS","407C","7C","LOW","L",110,"DP060L4S-7C-L-110",null,null,null,null,null,null,null,null,null,null,null,null,null,null,null,null,null,null,null,null,null,null,null,null,null,null,null,null,null,null,null,null,null,null,null,null,null,null,null,null,null,null,null,null,null,280200,275080,269960,264840,259720,254600,249320,244040,238760,233480,228200,223160,218120,213080,208040,203000,198120,193240,188360,183480,178600,174280,169960,165640,161320,157000,152440,147880,143320,138760,134200,130360,126520,122680,118840,115000,110720,106440,102160,97880,93600]
["QV-SERIES","DP080L4S","PP - DISCUS","407C","7C","LOW","L",110,"DP080L4S-7C-L-110",null,null,null,null,null,null,null,null,null,null,null,null,null,null,null,null,null,null,null,null,null,null,null,null,null,null,null,null,null,null,null,null,null,null,null,null,null,null,null,null,null,null,null,null,null,362600,354760,346920,339080,331240,323400,316720,310040,303360,296680,290000,283520,277040,270560,264080,257600,252080,246560,241040,235520,230000,224360,218720,213080,207440,201800,194960,188120,181280,174440,167600,161960,156320,150680,145040,139400,132400,125400,118400,111400,104400]

{"sheet":"Pictures","index":8,"n_rows":21,"n_cols":5,"rows_kept":21,"cut":false,"hidden":true,"merged":[]}
[]
[]
[]
[]
[null,"FM1"]
[null,"FM2"]
[null,"FM3"]
[null,"FM4"]
[]
[]
[]
[]
[]
[]
[]
[]
[]
[null,null,null,null,"Russell"]
[null,null,null,null,"Witt"]
[null,null,null,null,"Kramer"]
[null,null,null,null,"Cold Zone"]